## 42QZA012D8S-1
Exploded View
Product code： |  |  | 22022611000147
Customer model： |  |  | 42QZA012D8S-1
EX_ID | Spare Parts Code | Part Name(EN) | Status | QTY. | Unit Price € | MOQ | Min. Pack QTY | Remark2
1 | 12122600A01444 | Panel assembly | In Use | 1 |  | 1
2 | 12100204000704 | Air filter | In Use | 1 |  | 1
3 | 12122600000245 | Panel frame subassembly | In Use | 1 |  | 1
4 | 15822600000108 | Evaporator Assembly | In Use | 1 |  | 1
4.1 | 11201007000124 | Pipe temperature sensor | In Use | 1
5 | 12122600000153 | Ventilation subassembly | In Use | 1 |  | 1
6 | 12122600000146 | Chassis Assembly | In Use | 1 |  | 1
7 | 12100204000685 | Air freshening filter | In Use | 2 |  | 1
8 | 12122000007415 | air fresh filter | In Use | 2 |  | 1
9 | 17222700001856 | Electronic control box subassembly | In Use | 1 |  | 1
9.1 | 12122600000150 | Supporter of electric parts | In Use | 1 |  | 1
9.2 | 12122600000151 | Electronic control box | In Use | 1 |  | 1
9.3 | 12222600000088 | Electronic control boards | In Use | 1 |  | 1
9.4 | 11201007000073 | Room temperature sensor | In Use | 1
9.5 | 17400401000080 | Wire joint | In Use | 1 |  | 1
9.7 | 12222600000089 | Electronic control box seal plate | In Use | 1 |  | 1
9.8 | 12122600000029 | Supporter of electric parts | In Use | 1 |  | 1
9.9 | 17122700001937 | Display board subassembly | In Use | 1
9.10 | 17122700001955 | Main control board subassembly | In Use | 1
9.11 | 12222600000090 | Electronic control boards | In Use | 1 |  | 1
9.14 | 17122700000382 | Auxiliary electric heater control board subassembly | In Use | 1 |  | 1
10 | 12122600000155 | Water collector subassembly | In Use | 1
10.1 | 11002010000926 | Stepper motor | In Use | 1
10.2 | 12122600000055 | Horizontal louver (below) | In Use | 1
11 | 12122600000152 | Air outlet subassembly | In Use | 1 |  | 1
11.1 | 11002010000946 | Stepper motor | In Use | 1
11.2 | 12222600000006 | Rear net | In Use | 1 |  | 1
11.3 | 12122600000175 | Horizontal louver (above) | In Use | 1
13 | 12100303000076 | Pipe clamp | In Use | 1 |  | 1
15 | 17317000007154 | Remote controller | In Use | 1 |  | 1
18 | 12222600000091 | Cover of electronic control box subassembly | In Use | 1 |  | 1
19 | 12100103000016 | centrifuge fan | In Use | 1 |  | 1
20 | 11002015008384 | Brushless DC Motor | In Use | 1
21 | 12222600000068 | Supporter of fan motor | In Use | 1 |  | 1
25 | 12122000027144 | Bracket of remote Controller | In Use | 1 |  | 1

## 42QZA018D8S-1
Exploded View
Product code： |  |  | 22022611000127
Customer model： |  |  | 42QZA018D8S-1
EX_ID | Spare Parts Code | Part Name(EN) | Status | QTY. | Unit Price € | MOQ | Min. Pack QTY | Remark2
1 | 12122600A01444 | Panel assembly | In Use | 1 |  | 1
2 | 12100204000704 | Air filter | In Use | 1 |  | 1
3 | 12122600000245 | Panel frame subassembly | In Use | 1 |  | 1
4 | 15822600000127 | Evaporator assembly | In Use | 1 |  | 1
5 | 12122600000153 | Ventilation subassembly | In Use | 1 |  | 1
6 | 12122600000146 | Chassis Assembly | In Use | 1 |  | 1
7 | 12100204000685 | Air freshening filter | In Use | 2 |  | 1
8 | 12122000007415 | air fresh filter | In Use | 2 |  | 1
9 | 17222700001836 | Electronic control box subassembly | In Use | 1 |  | 1
9.1 | 12122600000150 | Supporter of electric parts | In Use | 1 |  | 1
9.2 | 12122600000151 | Electronic control box | In Use | 1 |  | 1
9.3 | 12222600000088 | Electronic control boards | In Use | 1 |  | 1
9.4 | 11201007003446 | Room temperature sensor | In Use | 1
9.5 | 17400401000080 | Wire joint | In Use | 1 |  | 1
9.7 | 12222600000089 | Electronic control box seal plate | In Use | 1 |  | 1
9.8 | 12122600000029 | Supporter of electric parts | In Use | 1 |  | 1
9.9 | 17122700001937 | Display board subassembly | In Use | 1
9.10 | 17122700001935 | Main control board subassembly | In Use | 1
9.11 | 12222600000090 | Electronic control boards | In Use | 1 |  | 1
9.12 | 11201007003447 | Pipe Temperature Sensor | In Use | 1
9.14 | 17122700000382 | Auxiliary electric heater control board subassembly | In Use | 1 |  | 1
10 | 12122600000155 | Water collector subassembly | In Use | 1
10.1 | 11002010000926 | Stepper motor | In Use | 1
10.2 | 12122600000055 | Horizontal louver (below) | In Use | 1
11 | 12122600000152 | Air outlet subassembly | In Use | 1 |  | 1
11.1 | 11002010000946 | Stepper motor | In Use | 1
11.2 | 12222600000006 | Rear net | In Use | 1 |  | 1
11.3 | 12122600000175 | Horizontal louver (above) | In Use | 1
13 | 12100303000076 | Pipe clamp | In Use | 1 |  | 1
15 | 17317000007154 | Remote controller | In Use | 1 |  | 1
18 | 12222600000091 | Cover of electronic control box subassembly | In Use | 1 |  | 1
19 | 12100103000016 | centrifuge fan | In Use | 1 |  | 1
20 | 11002015008384 | Brushless DC Motor | In Use | 1
21 | 12222600000068 | Supporter of fan motor | In Use | 1 |  | 1
25 | 12122000027144 | Bracket of remote Controller | In Use | 1 |  | 1

## 42QZL018D8S-2
Exploded View
产品编码(Product model)： |  |  | 22022711002596
客户编码(Customer No)： |  |  | G0000531
客户型号(Customer model)： |  |  | 42QZL018D8S-2
订单编码(Order Product Code)： |  |  | 62227-C6613401
EX_ID | Spare Parts Code | Part Name(CN) | Part Name(EN) | Qty. | Remark2 | Part Status | Drawing No | MIN_ORDER_QTY | Price/Eur | Long Term Material(Y or N) | High Rate of Replacement(Y or N) | SB Type | Replace Type
1 | 12122700000100 | 回风格栅(组件) 极地白,RE-WH101 RoHS EU-KFR71DL/BP3N1Y-E.3 （S1022） | Return air grille subassembly | 1 |  | In Use | EU-KFR71DL/BP3N1Y-E.3 | 1
1.1 | 12100204000718 | 滤尘网 RoHS SA-KF160DL/Y-E.4-2 | Air filter | 1 |  | In Use | SA-KF160DL/Y-E.4-2 | 1
1.2 | 12100204000719 | 滤尘网II(黑色) | Air filter | 1 |  | In Use | SA-KF160DL/Y-E.5-2 | 1
2 | 12222700A00028 | 顶盖部件 | Top cover assembly | 1 |  | In Use | CACE-KFR71DL/Y-E-1 | 1
3 | 17122700000009 | 显示板组件(贴片)(开利) | Display board subassembly | 1 |  | In Use | SA-KF160DL/Y-E.D.42.XS2.1
4 | 12122700A00017 | 显示板安装盒 | Display installation box | 1 |  | In Use | SA-KF160DL/Y-E-7 | 1
5 | 15822700001533 | 蒸发器部件 REACH,RoHS EU-KFR53DL/BP2N1Y-E-N.ZL2 浅金色+检测阀+兼容水泵 | Evaporator assembly | 1 |  | In Use | EU-KFR53DL/BP2N1Y-E-N.ZL2 | 1
5.1 | 11201007000047 | 管温传感器 RoHS CGQ-WD/GW4100-L1300-SMP3B-G1000 | Pipe Temperature Sensor | 1 |  | In Use | CGQ-WD/GW4100-L1300-SMP3B-G1000
5.2 | 15122700001693 | 蒸发器输入管组件 REACH,RoHS EU-KFR53DL/BP2N1Y-E-N.ZL3.1 配水泵 | Evaporator inlet pipe subassembly | 1 |  | In Use | EU-KFR53DL/BP2N1Y-E-N.ZL3.1 | 1
5.3 | 15122700000201 | 蒸发器输出管组件 | Evaporator outlet pipe subassembly | 1 |  | In Use | EU-KFR53DL/BP2N1Y-E-N.ZL.2 | 1
6 | 12822700000010 | 接水盘组件(部装) RoHS EU-KFR71DL/BP3N1Y-E.4 | Water collector subassembly | 1 |  | In Use | EU-KFR71DL/BP3N1Y-E.4
6.1 | 11002010000546 | 步进电机 RoHS SM-35-17-12-46 | Stepper motor | 1 |  | In Use | SM-35-17-12-46
7 | 12222700000054 | 配管压板 RoHS SA-KF160DL/Y-E-1 | display board installation support | 1 |  | In Use | SA-KF160DL/Y-E-1 | 1
8 | 12122700000150 | 导风条支架 | Supporter of louver | 1 |  | In Use | SA-KF160DL/Y-E-6 | 1
9 | 12122000000344 | 防电轴(本色,POM) | Insulated axis | 2 |  | In Use | EU-KFR35G/BP3N1Y-1A.1-1 | 1
10 | 11002010000057 | 步进电机 RoHS SM-35-17-12-22 /MP35EA3EA4 | Stepper motor | 1 |  | In Use | SM-35-17-12-22
11 | 12122700000049 | 上蜗壳 | Volute shell (above) | 2 |  | In Use | SA-KF160DL/Y-E-14-A | 1
12 | 12100103000165 | 塑料风轮 RoHS LX-154*162*12-41J | plastic fan | 2 |  | In Use | LX-154*162*12-41J | 1
13 | 11002015000344 | 无刷直流电机 RoHS ZKFN-90-8-1 310V | Brushless DC Motor | 1 |  | In Use | ZKFN-90-8-1
14 | 12222500000255 | 电机轴套右压盖(δ1.2) | Fan motor axes clamp (right) | 1 |  | In Use | MDV-71Q1/B.2.6-6 | 1
15 | 12222500000253 | 电机轴套左压盖(δ1.2) | Fan motor axes clamp (left) | 1 |  | In Use | MDV-71Q1/B.2.6-5 | 1
16 | 12223000000537 | 电机围板 RoHS EU-KFR53T2/BP3N1X-B-2 | Fan motor fixing board | 1 |  | In Use | EU-KFR53T2/BP3N1X-B-2 | 1
17 | 12122700000113 | 下蜗壳 | Volute shell (below) | 2 |  | In Use | SA-KF160DL/Y-E-15-A | 1
18 | 12122700A00029 | 盖板 | Left Cover | 1 |  | In Use | CACE-KFR105DL/N1Y-E-3 | 1
19 | 12222700000018 | 安装吊耳右 RoHS SA-KF175DL/Y-9A | Right hook | 2 |  | In Use | SA-KF175DL/Y-9A | 1
20 | 12122700000716 | 导风条组件 | Louver subassembly | 1 |  | In Use | EU-KFR71DL/BP3N1Y-E.2A | 1
21 | 12222700000229 | 底盘部件 RoHS EU-KFR71DL/BP3N1Y-E.1A | Chassis assembly | 1 |  | In Use | EU-KFR71DL/BP3N1Y-E.1A | 1
22 | 12222700000016 | 安装吊耳左 RoHS SA-KF175DL/Y-8A | Left hook | 2 |  | In Use | SA-KF175DL/Y-8A | 1
23 | 12122700A00036 | 盖板 | Right Cover | 1 |  | In Use | CACE-KFR105DL/N1Y-E-2 | 1
24 | 12222700000727 | 电器盒盖组件(钣金) | Cover of electronic control box subassembly | 1 |  | In Use | SA-KF105DL/Y-E.5 | 1
25 | 17222700001816 | 轻商座吊室内电控盒组件 | Electronic control box subassembly | 1 |  | In Use | EU-KF71DL/BP3N8Y-E(C5)（New_ERR）(GA+0515+6484+16EE+EMC).ZY001.JD.DL.NK.DK1.1 | 1
25.1 | 12222700001026 | 电控盒焊合件 | Electronic control box | 1 |  | In Use | SA-KF160DL/Y-E.DK.1.2 | 1
25.2 | 17122700001915 | 轻商座吊主控板组件 | Main control board subassembly PCB1 | 1 |  | In Use | EU-KF71DL/BP3N8Y-E(C5)（New_ERR）(GA+0515+6484+16EE+EMC).ZY001.JD.DL.NK.NK1.4 |  |  |  |  | for controller KJR-120X, no WiFi
| 17122700A02648 |  | Main control board subassembly PCB2 | 1 |  | optional | [5 empty] | for controller KJR-120X and WiFi
| 17122700A02688 |  | Main control board subassembly PCB3 | 1 |  | optional | [5 empty] | for controller KJR-120X2 and WiFi
25.3 | 17400401000285 | 接线座 RoHS JXZ-AD3ZG1-B | Wire joint | 1 |  | In Use | JXZ-AD3ZG1-B | 1
25.3 | 17400401000097 | 接线座 | Wire joint | 1 |  | In Use | JXZ-PZ3HG1-A_3(JX-3.16/JGD-ZR3-E-V/YF2004A) | 1
25.5 | 11201007002321 | 室温传感器 RoHS CGQ-WD/SW4100-L270-SMP2-P250 | Room temperature sensor | 1 |  | In Use | CGQ-WD/SW4100-L270-SMP2-P250
25.7 | 17400306000020 | 电抗器(SX) | Reactor | 1 |  | In Use | R05094B | 1
25.9 | 12122000014182 | 电控安装盒 RoHS WE01-12 | Electronic installing box | 1 |  | In Use | WE01-12 | 1
25.10 | 17122000049284 | 变频模块组件(室内) | Inverter control board subassembly | 1 |  | In Use | DCFan_DL_Indoor(90W_SINGLE+NoHarmonic+R32+MN103DF46XEA+PS219C4+LNK306DG).JD.TY.MMK.MK2.1 | 1
26 | 17317000007154 | 遥控器 | Remote controller | 1 |  | In Use | RG67G(2S)/BGEF | 1
40 | 12122000027144 | 遥控器安装支架组件 | Bracket of remote Controller | 1 |  | In Use | RG66-ZJ | 1
55 | 15500406000012 | 铜螺母 | Copper nut | 1 | 铜螺母：A01=6.35mm(1/4in); B02=9.52mm(3/8in); C03=12.7mm(1/2in); D04=15.9mm(5/8in); E05=19mm(3/4in); F07=22mm(7/8in); | In Use | TLM-C03 | 0
55 | 15500406000016 | 铜螺母 | Copper nut | 1 | 铜螺母：A01=6.35mm(1/4in); B02=9.52mm(3/8in); C03=12.7mm(1/2in); D04=15.9mm(5/8in); E05=19mm(3/4in); F07=22mm(7/8in); | In Use | TLM-A01 | 0

## 42QZL024D8S
Exploded View
产品编码(Product model)： |  |  | 22022711002576
客户编码(Customer No)： |  |  | G0000531
客户型号(Customer model)： |  |  | 42QZL024D8S
订单编码(Order Product Code)： |  |  | 62227-C7568303
EX_ID | Spare Parts Code | Part Name(CN) | Part Name(EN) | Qty. | Remark2 | Part Status | Drawing No | MIN_ORDER_QTY | PRICE/ EUR | Long Term Material(Y or N) | SB Type | Remark
1 | 12122700000100 | 回风格栅(组件) 极地白,RE-WH101 RoHS EU-KFR71DL/BP3N1Y-E.3 （S1022） | Return air grille subassembly | 1 |  | In Use | EU-KFR71DL/BP3N1Y-E.3 | 1
1.1 | 12100204000718 | 滤尘网 RoHS SA-KF160DL/Y-E.4-2 | Air filter | 1 |  | In Use | SA-KF160DL/Y-E.4-2 | 1
1.2 | 12100204000719 | 滤尘网II(黑色) | Air filter | 1 |  | In Use | SA-KF160DL/Y-E.5-2 | 1
2 | 12222700A00028 | 顶盖部件 | Top cover assembly | 1 |  | In Use | CACE-KFR71DL/Y-E-1 | 1
3 | 17122700000009 | 显示板组件(贴片)(开利) | Display board subassembly | 1 |  | In Use | SA-KF160DL/Y-E.D.42.XS2.1
4 | 12122700A00017 | 显示板安装盒 | Display installation box | 1 |  | In Use | SA-KF160DL/Y-E-7 | 1
5 | 15822700001525 | 蒸发器部件 REACH,RoHS EU-KFR71DL/BP3N1Y-E.ZL1 浅金色+检测阀+兼容水泵 | Evaporator assembly | 1 |  | In Use | EU-KFR71DL/BP3N1Y-E.ZL1 | 1
5.1 | 11201007000047 | 管温传感器 RoHS CGQ-WD/GW4100-L1300-SMP3B-G1000 | Pipe Temperature Sensor | 1 |  | In Use | CGQ-WD/GW4100-L1300-SMP3B-G1000
5.2 | 15122700001699 | 蒸发器输入管组件 REACH,RoHS EU-KFR71DL/BP3N1Y-E.ZL2.1 配水泵 | Evaporator inlet pipe subassembly | 1 |  | In Use | EU-KFR71DL/BP3N1Y-E.ZL2.1 | 1
5.3 | 15122700000185 | 蒸发器输出管组件 RoHS EU-KFR71DL/BP3N1Y-E.ZL.3A | Evaporator outlet pipe subassembly | 1 |  | In Use | EU-KFR71DL/BP3N1Y-E.ZL.3A | 1
5.4 | 15822700001440 | 蒸发器 | Evaporator | 1 |  | In Use | EU-KFR71DL/BP3N1Y-E.ZL.1A(J) | 1
6 | 12822700000010 | 接水盘组件(部装) RoHS EU-KFR71DL/BP3N1Y-E.4 | Water collector subassembly | 1 |  | In Use | EU-KFR71DL/BP3N1Y-E.4
6.1 | 11002010000546 | 步进电机 RoHS SM-35-17-12-46 | Stepper motor | 1 |  | In Use | SM-35-17-12-46
7 | 12222700000054 | 配管压板 RoHS SA-KF160DL/Y-E-1 | display board installation support | 1 |  | In Use | SA-KF160DL/Y-E-1 | 1
8 | 12122700000150 | 导风条支架 | Supporter of louver | 1 |  | In Use | SA-KF160DL/Y-E-6 | 1
9 | 12122000000344 | 防电轴(本色,POM) | Insulated axis | 2 |  | In Use | EU-KFR35G/BP3N1Y-1A.1-1 | 1
10 | 11002010000057 | 步进电机 RoHS SM-35-17-12-22 /MP35EA3EA4 | Stepper motor | 1 |  | In Use | SM-35-17-12-22
11 | 12122700000049 | 上蜗壳 | Volute shell (above) | 2 |  | In Use | SA-KF160DL/Y-E-14 | 1
12 | 12100103000165 | 塑料风轮 RoHS LX-154*162*12-41J | plastic fan | 2 |  | In Use | LX-154*162*12-41J | 1
13 | 11002015000344 | 无刷直流电机 RoHS ZKFN-90-8-1 310V | Brushless DC Motor | 1 |  | In Use | ZKFN-90-8-1
14 | 12222500000255 | 电机轴套右压盖(δ1.2) | Fan motor axes clamp (right) | 1 |  | In Use | MDV-71Q1/B.2.6-6 | 1
15 | 12222500000253 | 电机轴套左压盖(δ1.2) | Fan motor axes clamp (left) | 1 |  | In Use | MDV-71Q1/B.2.6-5 | 1
16 | 12223000000537 | 电机围板 RoHS EU-KFR53T2/BP3N1X-B-2 | Fan motor fixing board | 1 |  | In Use | EU-KFR53T2/BP3N1X-B-2 | 1
17 | 12122700000113 | 下蜗壳 | Volute shell (below) | 2 |  | In Use | SA-KF160DL/Y-E-15 | 1
18 | 12122700A00029 | 盖板 | Left Cover | 1 |  | In Use | CACE-KFR105DL/N1Y-E-3 | 1
19 | 12222700000018 | 安装吊耳右 RoHS SA-KF175DL/Y-9A | Right hook | 2 |  | In Use | SA-KF175DL/Y-9A | 1
20 | 12122700000716 | 导风条组件 | Louver subassembly | 1 |  | In Use | EU-KFR71DL/BP3N1Y-E.2A | 1
21 | 12222700000229 | 底盘部件 RoHS EU-KFR71DL/BP3N1Y-E.1A | Chassis assembly | 1 |  | In Use | EU-KFR71DL/BP3N1Y-E.1A | 1
22 | 12222700000016 | 安装吊耳左 RoHS SA-KF175DL/Y-8A | Left hook | 2 |  | In Use | SA-KF175DL/Y-8A | 1
23 | 12122700A00036 | 盖板 | Right Cover | 1 |  | In Use | CACE-KFR105DL/N1Y-E-2 | 1
24 | 12222700000727 | 电器盒盖组件(钣金) | Cover of electronic control box subassembly | 1 |  | In Use | SA-KF105DL/Y-E.5 | 1
25 | 17222700001816 | 轻商座吊室内电控盒组件 | Electronic control box subassembly | 1 |  | In Use | EU-KF71DL/BP3N8Y-E(C5)（New_ERR）(GA+0515+6484+16EE+EMC).ZY001.JD.DL.NK.DK1.1 | 1
25.1 | 12222700001026 | 电控盒焊合件 | Electronic control box | 1 |  | In Use | SA-KF160DL/Y-E.DK.1.2 | 1
25.2 | 17122700001915 | 轻商座吊主控板组件 | Main control board subassembly PCB1 | 1 |  | In Use | EU-KF71DL/BP3N8Y-E(C5)（New_ERR）(GA+0515+6484+16EE+EMC).ZY001.JD.DL.NK.NK1.4 |  |  |  |  | for controller KJR-120X, no WiFi
| 17122700A02648 |  | Main control board subassembly PCB2 | 1 |  | optional | [5 empty] | for controller KJR-120X and WiFi
| 17122700A02688 |  | Main control board subassembly PCB3 | 1 |  | optional | [5 empty] | for controller KJR-120X2 and WiFi
25.3 | 17400401000285 | 接线座 RoHS JXZ-AD3ZG1-B | Wire joint | 1 |  | In Use | JXZ-AD3ZG1-B | 1
25.3 | 17400401000097 | 接线座 | Wire joint | 1 |  | In Use | JXZ-PZ3HG1-A_3(JX-3.16/JGD-ZR3-E-V/YF2004A) | 1
25.5 | 11201007002321 | 室温传感器 RoHS CGQ-WD/SW4100-L270-SMP2-P250 | Room temperature sensor | 1 |  | In Use | CGQ-WD/SW4100-L270-SMP2-P250
25.7 | 17400306000020 | 电抗器(SX) | Reactor | 1 |  | In Use | R05094B | 1
25.9 | 12122000014182 | 电控安装盒 RoHS WE01-12 | Electronic installing box | 1 |  | In Use | WE01-12 | 1
25.10 | 17122000049284 | 变频模块组件(室内) | Inverter control board subassembly | 1 |  | In Use | DCFan_DL_Indoor(90W_SINGLE+NoHarmonic+R32+MN103DF46XEA+PS219C4+LNK306DG).JD.TY.MMK.MK2.1 | 1
26 | 17317000007154 | 遥控器 | Remote controller | 1 |  | In Use | RG67G(2S)/BGEF | 1
40 | 12122000027144 | 遥控器安装支架组件 | Bracket of remote Controller | 1 |  | In Use | RG66-ZJ | 1
55 | 15500406000003 | 铜螺母 | Copper nut | 1 | 铜螺母：A01=6.35mm(1/4in); B02=9.52mm(3/8in); C03=12.7mm(1/2in); D04=15.9mm(5/8in); E05=19mm(3/4in); F07=22mm(7/8in); | In Use | TLM-D04 | 0 |  | N
55 | 15500406000010 | 铜螺母 | Copper nut | 1 | 铜螺母：A01=6.35mm(1/4in); B02=9.52mm(3/8in); C03=12.7mm(1/2in); D04=15.9mm(5/8in); E05=19mm(3/4in); F07=22mm(7/8in); | In Use | TLM-B02 | 0 |  | N

## 42QZL036D8S
Exploded View
产品编码(Product model)： |  |  | 22022711002556
客户编码(Customer No)： |  |  | G0000531
客户型号(Customer model)： |  |  | 42QZL036D8S
订单编码(Order Product Code)： |  |  | 62227-C7688306
EX_ID | Spare Parts Code | Part Name(CN) | Part Name(EN) | Qty. | Remark2 | Part Status | Drawing No | MIN_ORDER_QTY | PRICE/ EUR | High Rate of Replacement(Y or N) | SB Type | Remark
1 | 12122700000103 | 回风格栅(组件) 极地白,RE-WH101 RoHS SA-KF160DL/Y-E.5 （S1022） | Return air grille subassembly | 1 |  | In Use | SA-KF160DL/Y-E.5 | 1
1.1 | 12100204000719 | 滤尘网II(黑色) | Air filter | 1 |  | In Use | SA-KF160DL/Y-E.5-2 | 1
2 | 12122700000096 | 回风格栅(组件) 极地白,RE-WH101 RoHS SA-KF160DL/Y-E.4 （S1022） | Return air grille subassembly | 2 |  | In Use | SA-KF160DL/Y-E.4 | 1
2.1 | 12100204000718 | 滤尘网 RoHS SA-KF160DL/Y-E.4-2 | Air filter | 1 |  | In Use | SA-KF160DL/Y-E.4-2 | 1
3 | 12222700A00031 | 顶盖部件 | Top cover assembly | 1 |  | In Use | CACE-KFR160DL/SN1Y-E-1 | 1
5 | 17222700A00329 | 轻商座吊显示盒组件 RoHS CACE-KFR140DL/SY-C.D.1 业务指定要求更改类别为常规物料 (开利) | Display board subassembly | 1 |  | In Use | CACE-KFR140DL/SY-C.D.1 | 1
6 | 15822700001543 | 蒸发器部件 RoHS,REACH CAEU-KFR160DL/BP2N1Y-E.ZL1 浅金色+检测阀+兼容水泵 (开利) | Evaporator assembly | 1 |  | In Use | CAEU-KFR160DL/BP2N1Y-E.ZL1 | 1
6.1 | 11201007000047 | 管温传感器 RoHS CGQ-WD/GW4100-L1300-SMP3B-G1000 | Pipe Temperature Sensor | 1 |  | In Use | CGQ-WD/GW4100-L1300-SMP3B-G1000
6.2 | 15122700001697 | 蒸发器输入管组件 REACH,RoHS CE-KFR160DL/SN1Y-E.ZL2.1 配水泵 | Evaporator inlet pipe subassembly | 1 |  | In Use | CE-KFR160DL/SN1Y-E.ZL2.1 | 1
6.3 | 15122700000186 | 蒸发器输出管组件 RoHS CAEU-KFR160DL/BP2N1Y-E.ZLA.1 | Evaporator outlet pipe subassembly | 1 |  | In Use | CAEU-KFR160DL/BP2N1Y-E.ZLA.1 | 1
6.6 | 15500209000002 | 检测阀 | Detection valve | 1 |  | In Use | JCF-02 | 1
7 | 12822700000009 | 接水盘组件(部装) RoHS SA-KF160DL/Y-E.3 | Water collector subassembly | 1 |  | In Use | SA-KF160DL/Y-E.3
7.1 | 11002010000546 | 步进电机 RoHS SM-35-17-12-46 | Stepper motor | 1 |  | In Use | SM-35-17-12-46
8 | 12122000000344 | 防电轴(本色,POM) | Insulated axis | 2 |  | In Use | EU-KFR35G/BP3N1Y-1A.1-1 | 1
9 | 12122700000756 | 上蜗壳 | Volute shell (above) | 4 |  | In Use | SA-KF160DL/Y-E-14-A | 1
10 | 12223000000537 | 电机围板 RoHS EU-KFR53T2/BP3N1X-B-2 | Fan motor fixing board | 2 |  | In Use | EU-KFR53T2/BP3N1X-B-2 | 1
11 | 12100103000165 | 塑料风轮 RoHS LX-154*162*12-41J | plastic fan | 4 |  | In Use | LX-154*162*12-41J | 1
12 | 12222500000255 | 电机轴套右压盖(δ1.2) | Fan motor axes clamp (right) | 2 |  | In Use | MDV-71Q1/B.2.6-6 | 1
13 | 12222500000253 | 电机轴套左压盖(δ1.2) | Fan motor axes clamp (left) | 2 |  | In Use | MDV-71Q1/B.2.6-5 | 1
14 | 11002015000344 | 无刷直流电机 RoHS ZKFN-90-8-1 310V | Brushless DC Motor | 2 |  | In Use | ZKFN-90-8-1
15 | 12122700000755 | 下蜗壳 | Volute shell (below) | 4 |  | In Use | SA-KF160DL/Y-E-15-A | 1
16 | 12122700A00029 | 盖板 | Left Cover | 1 |  | In Use | CACE-KFR105DL/N1Y-E-3 | 1
17 | 12222700000018 | 安装吊耳右 RoHS SA-KF175DL/Y-9A | Right hook | 2 |  | In Use | SA-KF175DL/Y-9A | 1
18 | 12122700000150 | 导风条支架 | Supporter of louver | 2 |  | In Use | SA-KF160DL/Y-E-6 | 1
19 | 12122700000718 | 导风条组件 | Louver subassembly | 1 |  | In Use | SA-KF160DL/Y-E.2A | 1
20 | 11002010000057 | 步进电机 RoHS SM-35-17-12-22 /MP35EA3EA4 | Stepper motor | 1 |  | In Use | SM-35-17-12-22
21 | 12222700000016 | 安装吊耳左 RoHS SA-KF175DL/Y-8A | Left hook | 2 |  | In Use | SA-KF175DL/Y-8A | 1
22 | 12122700A00036 | 盖板 | Right Cover | 1 |  | In Use | CACE-KFR105DL/N1Y-E-2 | 1
23 | 17317000007154 | 遥控器 | Remote controller | 1 |  | In Use | RG67G(2S)/BGEF | 1
24 | 12222700000727 | 电器盒盖组件(钣金) | Cover of electronic control box subassembly | 1 |  | In Use | SA-KF105DL/Y-E.5 | 1
25 | 17222700001796 | 轻商座吊室内电控盒组件 | Electronic control box subassembly | 1 |  | In Use | EU-KF105DL/BP3N8Y-E(C5)（New_ERR）(GA+0515+6484+16EE+EMC).ZY001.JD.DL.NK.DK1.1 | 1
25.1 | 12222700001026 | 电控盒焊合件 | Electronic control box | 1 |  | In Use | SA-KF160DL/Y-E.DK.1.2 | 1
25.2 | 17400401000285 | 接线座 RoHS JXZ-AD3ZG1-B | Wire joint | 1 |  | In Use | JXZ-AD3ZG1-B | 1
25.2 | 17400401000097 | 接线座 | Wire joint | 1 |  | In Use | JXZ-PZ3HG1-A_3(JX-3.16/JGD-ZR3-E-V/YF2004A) | 1
25.3 | 17122700001895 | 轻商座吊主控板组件 | Main control board subassembly PCB1 | 1 |  | In Use | EU-KF105DL/BP3N8Y-E(C5)（New_ERR）(GA+0515+6484+16EE+EMC).ZY001.JD.DL.NK.NK1.4 |  |  |  |  | for controller KJR-120X, no WiFi
| 17122700A02647 |  | Main control board subassembly PCB2 |  |  | optional | [5 empty] | for controller KJR-120X and WiFi
| 17122700A02686 |  | Main control board subassembly PCB3 |  |  | optional | [5 empty] | for controller KJR-120X2 and WiFi
25.5 | 11201007002321 | 室温传感器 RoHS CGQ-WD/SW4100-L270-SMP2-P250 | Room temperature sensor | 1 |  | In Use | CGQ-WD/SW4100-L270-SMP2-P250
25.7 | 17400306000020 | 电抗器(SX) | Reactor | 1 |  | In Use | R05094B | 1
25.9 | 12122000014182 | 电控安装盒 RoHS WE01-12 | Electronic installing box | 1 |  | In Use | WE01-12 | 1
25.10 | 17122000051649 | 变频模块组件(室内) | Inverter module subassembly | 1 |  | In Use | DCFan_DL_Indoor(90W_DOUBLE+NoHarmonic+MN103DF46XEA+PS219C4+LNK306DG+R32).JD.TY.MMK.MK2.1 | 1
27 | 12222700000054 | 配管压板 RoHS SA-KF160DL/Y-E-1 | display board installation support | 1 |  | In Use | SA-KF160DL/Y-E-1 | 1
28 | 12222700000228 | 底盘部件 RoHS EU-KFR140DL/BP3N1Y-E(C2).1A | Chassis assembly | 1 |  | In Use | EU-KFR140DL/BP3N1Y-E(C2).1A | 1
40 | 12122000027144 | 遥控器安装支架组件 | Bracket of remote Controller | 1 |  | In Use | RG66-ZJ | 1
55 | 15500406000003 | 铜螺母 | Copper nut | 1 | A01=6.35mm(1/4in);B02=9.52mm(3/8in);C03=12.7mm(1/2in);D04=15.9mm(5/8in);E05=19mm(3/4in);F07=22mm(7/8in); | In Use | TLM-D04 | 0 |  | N
55 | 15500406000010 | 铜螺母 | Copper nut | 1 | A01=6.35mm(1/4in);B02=9.52mm(3/8in);C03=12.7mm(1/2in);D04=15.9mm(5/8in);E05=19mm(3/4in);F07=22mm(7/8in); | In Use | TLM-B02 | 0 |  | N

## 42QZL048D8S
Exploded View
Product code： |  |  | 22022711002558
Customer model： |  |  | 42QZL048D8S
EX_ID | Spare Parts Code | Part Name(EN) | Status | QTY. | Unit Price € | MOQ | Remark
1 | 12122700000103 | Return air grille subassembly | In Use | 1 |  | 1
1.1 | 12100204000719 | Air filter | In Use | 1 |  | 1
2 | 12122700000096 | Return air grille subassembly | In Use | 2 |  | 1
2.1 | 12100204000718 | Air filter | In Use | 1 |  | 1
3 | 12222700A00031 | Top cover assembly | In Use | 1 |  | 1
5 | 17222700A00329 | Display board subassembly | In Use | 1 |  | 1
6 | 15822700001543 | Evaporator assembly | In Use | 1 |  | 1
6.1 | 11201007000047 | Pipe Temperature Sensor | In Use | 1
6.2 | 15122700001697 | Evaporator inlet pipe subassembly | In Use | 1 |  | 1
6.3 | 15122700000186 | Evaporator outlet pipe subassembly | In Use | 1 |  | 1
6.4 | 15822700001442 | Evaporator | In Use | 1 |  | 1
6.6 | 15500209000002 | Detection valve | In Use | 1 |  | 1
7 | 12822700000009 | Water collector subassembly | In Use | 1
7.1 | 11002010000546 | Stepper motor | In Use | 1
8 | 12122000000344 | Insulated axis | In Use | 2 |  | 1
9 | 12122700000049 | Volute shell (above) | In Use | 4 |  | 1
10 | 12223000000537 | Fan motor fixing board | In Use | 2 |  | 1
11 | 12100103000165 | plastic fan | In Use | 4 |  | 1
12 | 12222500000255 | Fan motor axes clamp (right) | In Use | 2 |  | 1
13 | 12222500000253 | Fan motor axes clamp (left) | In Use | 2 |  | 1
14 | 11002015000344 | Brushless DC Motor | In Use | 2
15 | 12122700000113 | Volute shell (below) | In Use | 4 |  | 1
16 | 12122700A00029 | Left Cover | In Use | 1 |  | 1
17 | 12222700000018 | Right hook | In Use | 2 |  | 1
18 | 12122700000150 | Supporter of louver | In Use | 2 |  | 1
19 | 12122700000718 | Louver subassembly | In Use | 1 |  | 1
20 | 11002010000057 | Stepper motor | In Use | 1
21 | 12222700000016 | Left hook | In Use | 2 |  | 1
22 | 12122700A00036 | Right Cover | In Use | 1 |  | 1
23 | 17317000007154 | Remote controller | In Use | 1 |  | 1
24 | 12222700000727 | Cover of electronic control box subassembly | In Use | 1 |  | 1
25 | 17222700001796 | Electronic control box subassembly | In Use | 1 |  | 1
25.1 | 12222700001026 | Electronic control box | In Use | 1 |  | 1
25.2 | 17400401000285 | Wire joint | In Use | 1 |  | 1
25.2 | 17400401000097 | Wire joint | In Use | 1 |  | 1
25.3 | 17122700001895 | Main control board subassembly PCB1 | In Use | 1 |  |  | for controller KJR-120X, no WiFi
| 17122700A02647 | Main control board subassembly PCB2 | optional |  |  |  | for controller KJR-120X and WiFi
| 17122700A02686 | Main control board subassembly PCB3 | optional |  |  |  | for controller KJR-120X2 and WiFi
25.5 | 11201007002321 | Room temperature sensor | In Use | 1
25.7 | 17400306000020 | Reactor | In Use | 1 |  | 1
25.9 | 12122000014182 | Electronic installing box | In Use | 1 |  | 1
25.10 | 17122000051649 | Inverter module subassembly | In Use | 1 |  | 1
27 | 12222700000054 | display board installation support | In Use | 1 |  | 1
28 | 12222700000228 | Chassis assembly | In Use | 1 |  | 1
40 | 12122000027144 | Bracket of remote Controller | In Use | 1 |  | 1
55 | 15500406000003 | Copper nut | In Use | 1 |  | 0 | 0
55 | 15500406000010 | Copper nut | In Use | 1 |  | 0 | 0

## 42QZL060D8S
Exploded View
Product code： |  |  | 22022711002557
Customer model： |  |  | 42QZL060D8S
EX_ID | Spare Parts Code | Part Name(EN) | Status | QTY. | Unit Price € | MOQ | Min. Pack QTY | Remark
1 | 12122700000103 | Return air grille subassembly | In Use | 1 |  | 1
1.1 | 12100204000719 | Air filter | In Use | 1 |  | 1
2 | 12122700000096 | Return air grille subassembly | In Use | 2 |  | 1
2.1 | 12100204000718 | Air filter | In Use | 1 |  | 1
3 | 12222700A00031 | Top cover assembly | In Use | 1 |  | 1
5 | 17222700A00329 | Display board subassembly | In Use | 1 |  | 1
6 | 15822700001543 | Evaporator assembly | In Use | 1 |  | 1
6.1 | 11201007000047 | Pipe Temperature Sensor | In Use | 1
6.2 | 15122700001697 | Evaporator inlet pipe subassembly | In Use | 1 |  | 1
6.3 | 15122700000186 | Evaporator outlet pipe subassembly | In Use | 1 |  | 1
6.4 | 15822700001442 | Evaporator | In Use | 1 |  | 1
6.6 | 15500209000002 | Detection valve | In Use | 1 |  | 1
7 | 12822700000009 | Water collector subassembly | In Use | 1
7.1 | 11002010000546 | Stepper motor | In Use | 1
8 | 12122000000344 | Insulated axis | In Use | 2 |  | 1
9 | 12122700000049 | Volute shell (above) | In Use | 4 |  | 1
10 | 12223000000537 | Fan motor fixing board | In Use | 2 |  | 1
11 | 12100103000165 | plastic fan | In Use | 4 |  | 1
12 | 12222500000255 | Fan motor axes clamp (right) | In Use | 2 |  | 1
13 | 12222500000253 | Fan motor axes clamp (left) | In Use | 2 |  | 1
14 | 11002015002521 | Brushless DC Motor | In Use | 2
15 | 12122700000113 | Volute shell (below) | In Use | 4 |  | 1
16 | 12122700A00029 | Left Cover | In Use | 1 |  | 1
17 | 12222700000018 | Right hook | In Use | 2 |  | 1
18 | 12122700000150 | Supporter of louver | In Use | 2 |  | 1
19 | 12122700000718 | Louver subassembly | In Use | 1 |  | 1
20 | 11002010000057 | Stepper motor | In Use | 1
21 | 12222700000016 | Left hook | In Use | 2 |  | 1
22 | 12122700A00036 | Right Cover | In Use | 1 |  | 1
23 | 17317000007154 | Remote controller | In Use | 1 |  | 1
24 | 12222700000727 | Cover of electronic control box subassembly | In Use | 1 |  | 1
25 | 17222700001797 | Electronic control box subassembly | In Use | 1 |  | 1
25.1 | 12222700001026 | Electronic control box | In Use | 1 |  | 1
25.2 | 17400401000097 | Wire joint | In Use | 1 |  | 1
25.2 | 17400401000285 | Wire joint | In Use | 1 |  | 1
25.3 | 17122700001895 | Main control board subassembly PCB1 | In Use | 1
| 17122700A02647 | Main control board subassembly PCB2 | optional |  |  |  |  | for controller KJR-120X and WiFi
| 17122700A02686 | Main control board subassembly PCB3 | optional |  |  |  |  | for controller KJR-120X2 and WiFi
25.5 | 11201007002321 | Room temperature sensor | In Use | 1
25.7 | 17400306000020 | Reactor | In Use | 1 |  | 1
25.9 | 12122000014182 | Electronic installing box | In Use | 1 |  | 1
25.10 | 17122000051651 | Inverter module subassembly | In Use | 1 |  | 1
27 | 12222700000054 | display board installation support | In Use | 1 |  | 1
28 | 12222700000228 | Chassis assembly | In Use | 1 |  | 1
40 | 12122000027144 | Bracket of remote Controller | In Use | 1 |  | 1
53 | 12100509000059 | Drain pipe | In Use | 1 |  | 1
54 | 12100501000023 | Drain hose | In Use | 1 |  | 1
55 | 15500406000003 | Copper nut | In Use | 1 |  | 0 | 0 | A01=6.35mm(1/4in);B02=9.52mm(3/8in);C03=12.7mm(1/2in);D04=15.9mm(5/8in);E05=19mm(3/4in);F07=22mm(7/8in);
55 | 15500406000010 | Copper nut | In Use | 1 |  | 0 | 0 | A01=6.35mm(1/4in);B02=9.52mm(3/8in);C03=12.7mm(1/2in);D04=15.9mm(5/8in);E05=19mm(3/4in);F07=22mm(7/8in);

## 42QTD012D8S-1
Exploded View
Product code： |  |  | 22022511003376
Customer model： |  |  | 42QTD012D8S-1
EX_ID | Spare Parts Code | Part Name(EN) | Status | QTY. | Unit Price € | MOQ | Min. Pack QTY | Remark2
2 | 12822500000017 | Water collector assembly | In Use | 1
3 | 12122500000022 | Wire box | In Use | 1 |  | 1
4 | 15822500001754 | Evaporator Assembly | In Use | 1 |  | 1
4.1 | 15822500001602 | Evaporator | In Use | 1 |  | 1
4.2 | 15122500002900 | Evaporator inlet pipe subassembly | In Use | 1 |  | 1 |  | A01=6.35mm(1/4in); B02=9.52mm(3/8in); C03=12.7mm(1/2in); D04=15.9mm(5/8in); E05=19mm(3/4in); F07=22mm(7/8in);
4.3 | 15122500000648 | Evaporator outlet pipe subassembly | In Use | 1 |  | 1
4.5 | 11201007002320 | Pipe temperature sensor | In Use | 1
5 | 12222500000093 | Evaporator fixing hanger | In Use | 1 |  | 1
6 | 12822500000005 | Base foam subassembly | In Use | 1 |  | 1
7 | 12222500000224 | Chassis assembly | In Use | 1 |  | 1
8 | 12222500000191 | Hook | In Use | 1 |  | 1
9 | 12222500000192 | Hook | In Use | 1 |  | 1
10 | 12222500000190 | Hook | In Use | 1 |  | 1
11 | 12222500000193 | Hook | In Use | 1 |  | 1
12 | 12122500000330 | Pipe fixing board subassembly | In Use | 1 |  | 1
13 | 12222500000197 | Evaporator connecting board | In Use | 1 |  | 1
14 | 12222500000199 | Fan motor base | In Use | 1 |  | 1
15 | 11002015000069 | Brushless DC Motor | In Use | 1
16 | 12100103000089 | centrifuge fan | In Use | 1 |  | 1
17 | 12122500000425 | Ventilation ring | In Use | 1 |  | 1
18 | 17222500003380 | Electronic control box subassembly | In Use | 1 |  | 1
18.1 | 12222500000165 | Electronic control box | In Use | 1 |  | 1
18.2 | 12122500000029 | Insulation plate | In Use | 1 |  | 1
18.3 | 17122500004151 | Main control board subassembly | In Use | 1
18.4 | 17400401000097 | Wire joint | In Use | 1 |  | 1
18.6 | 12200202000004 | Wire clamp | In Use | 1 |  | 1
18.7 | 11201007000283 | Room temperature sensor | In Use | 1
19 | 12222500000209 | Electrical Control Box Cover Subassembly | In Use | 1 |  | 1
20 | 17317000007154 | Remote controller | In Use | 1 |  | 1
21 | 17400511000015 | Water level sensor | In Use | 1
22 | 11001010000063 | Water pump | In Use | 1
23 | 12622500000005 | Drain pump rubber washer | In Use | 1 |  | 1
24 | 12622500000003 | Drain pump rubber washer | In Use | 1 |  | 1
25 | 12222500000352 | Drain pump installation base | In Use | 1 |  | 1
26 | 12622500000012 | Rubber tube | In Use | 1 |  | 1
27 | 12100510000019 | Drain pipe | In Use | 1 |  | 1
38 | 12122000027144 | Bracket of remote Controller | In Use | 1 |  | 1
44 | 15500406000016 | Copper nut | In Use | 1 |  | 0 | 0 | A01=6.35mm(1/4in); B02=9.52mm(3/8in); C03=12.7mm(1/2in); D04=15.9mm(5/8in); E05=19mm(3/4in); F07=22mm(7/8in);
45 | 15500406000010 | Copper nut | In Use | 1 |  | 0 | 0 | A01=6.35mm(1/4in); B02=9.52mm(3/8in); C03=12.7mm(1/2in); D04=15.9mm(5/8in); E05=19mm(3/4in); F07=22mm(7/8in);

## 42QTD018D8S-2
Exploded View
Product code： |  |  | 22022511003356
Customer model： |  |  | 42QTD018D8S-2
EX_ID | Spare Parts Code | Part Name(EN) | Status | QTY. | Unit Price € | MOQ | Min. Pack QTY | Remark2
2 | 12822500000017 | Water collector assembly | In Use | 1
3 | 12122500000022 | Wire box | In Use | 1 |  | 1
4 | 15822500001723 | Evaporator assembly | In Use | 1 |  | 1
4.1 | 15822500001602 | Evaporator | In Use | 1 |  | 1
4.3 | 15122500000226 | Evaporator outlet pipe subassembly | In Use | 1 |  | 1
4.4 | 15122500002900 | Evaporator inlet pipe subassembly | In Use | 1 |  | 1
4.5 | 11201007002320 | Pipe temperature sensor | In Use | 1
5 | 12222500000093 | Evaporator fixing hanger | In Use | 1 |  | 1
6 | 12822500000005 | Base foam subassembly | In Use | 1 |  | 1
7 | 12222500000224 | Chassis assembly | In Use | 1 |  | 1
8 | 12222500000191 | Hook | In Use | 1 |  | 1
9 | 12222500000192 | Hook | In Use | 1 |  | 1
10 | 12222500000190 | Hook | In Use | 1 |  | 1
11 | 12222500000193 | Hook | In Use | 1 |  | 1
12 | 12122500000330 | Pipe fixing board subassembly | In Use | 1 |  | 1
13 | 12222500000197 | Evaporator connecting board | In Use | 1 |  | 1
14 | 12222500000199 | Fan motor base | In Use | 1 |  | 1
15 | 11002015000069 | Brushless DC Motor | In Use | 1
16 | 12100103000089 | centrifuge fan | In Use | 1 |  | 1
17 | 12122500000425 | Ventilation ring | In Use | 1 |  | 1
18 | 17222500003361 | Electronic control box subassembly | In Use | 1 |  | 1
18.1 | 12222500000165 | Electronic control box | In Use | 1 |  | 1
18.2 | 12122500000029 | Insulation plate | In Use | 1 |  | 1
18.3 | 17122500004133 | Main control board subassembly | In Use | 1
18.4 | 17400401000097 | Wire joint | In Use | 1 |  | 1
18.6 | 12200202000004 | Wire clamp | In Use | 1 |  | 1
18.7 | 11201007000283 | Room temperature sensor | In Use | 1
19 | 12222500000209 | Electrical Control Box Cover Subassembly | In Use | 1 |  | 1
20 | 17317000007154 | Remote controller | In Use | 1 |  | 1
21 | 17400511000015 | Water level sensor | In Use | 1
22 | 11001010000063 | Water pump | In Use | 1
23 | 12622500000005 | Drain pump rubber washer | In Use | 1 |  | 1
24 | 12622500000003 | Drain pump rubber washer | In Use | 1 |  | 1
25 | 12222500000352 | Drain pump installation base | In Use | 1 |  | 1
26 | 12622500000012 | Rubber tube | In Use | 1 |  | 1
27 | 12100510000019 | Drain pipe | In Use | 1 |  | 1
38 | 12122000027144 | Bracket of remote Controller | In Use | 1 |  | 1
44 | 15500406000016 | Copper nut | In Use | 1 |  | 0 | 0 | A01=6.35mm(1/4in); B02=9.52mm(3/8in); C03=12.7mm(1/2in); D04=15.9mm(5/8in); E05=19mm(3/4in); F07=22mm(7/8in);
45 | 15500406000012 | Copper nut | In Use | 1 |  | 0 | 0 | A01=6.35mm(1/4in); B02=9.52mm(3/8in); C03=12.7mm(1/2in); D04=15.9mm(5/8in); E05=19mm(3/4in); F07=22mm(7/8in);

## 40CAS-S4
Exploded View
| Sale Model： | 40CAS-S4
| Product Code： | 22012900000097
| Power Supply： | NA,NA |  | Export Time: | 2018-05-09 20:28:38
No. | Chinese Name | Part Name | Quantity | BOM Code | Price | Remark1
1 | 显示盒组件 RoHS CE-KFR50Q/N2Y-A3.QT1.D.01.XK1.1 (中央) | Display box | 1 | 17222500000328
2 | 进风格栅 RoHS T-MBQ4-03B4-2 | air inlet grille | 1 | 12112900000160
3 | 控制盒盖 RoHS KFR-50Q/DY-A/MB.1.2-2 | control box cover | 1 | 12122500000343
4 | 防尘网 RoHS KFR-50Q/DY-A/MB.1.1 | Air filter | 1 | 12122500000222
5 | 导风板 S1004,ABS+30%GF RoHS T-MBQ4-03B1-3 | Horizontal louver | 4 | 12112900000111
6 | 面框 RoHS T-MBQ4-03B4-1 | Panel frame | 1 | 12112900000220
7 | 显示板安装盒 S1004 RoHS KFR-50Q/DY-AMB-18 | Display installation box | 1 | 12112900000735
8 | 电机安装盖板部件 RoHS T-MBQ4-03B1.1.1 | Motor cover | 1 | 12112900000241
8.1 | 电机安装盖板海绵 RoHS T-MBQ4-03B1-7 | sponge | 1 | 12412900000073
9 | 面板泡沫II RoHS T-MBQ4-03B1-6 | panel foam | 4 | 12812900000024
11 | 盖板部件 RoHS T-MBQ4-03B1.1.2 | Cover assembly | 3 | 12112900000091
12 | 进风格栅开关 RoHS KFR-50Q/DY-A/MB.1-3 | Grille clamp | 1 | 12222500000226
12 | 进风格栅开关(S1004) S1004 RoHS KFR-50Q/DY-A/MB.1-2 | Grille clamp | 2 | 12122500000057
13 | 步进电机 RoHS SM-35-17-12-46 | Stepper motor | 1 | 11002010000546
15 | 传动轴部件 RoHS T-MBQ4-03A.2 | Transmission shaft | 3 | 12112900000190
15.1 | 万向节(原色,PA1010) RoHS KFR-50Q/DY-A/MB.2-4 原色,PA1010 | Cardan shaft | 6 | 12122500000067
16 | 轴承座(原色,POM) RoHS KFR-50Q/DY-A/MB.2-3 原色,POM | Bearing base | 8 | 12122500000097
17 | 吊扣 RoHS KFR-50Q/DY-A/MB.1.3 | Hook | 2 | 12122500000094

## 42QTD024D8S
Exploded View
Product code： |  |  | 22022511003339
Customer model： |  |  | 42QTD024D8S
EX_ID | Spare Parts Code | Part Name(EN) | Status | QTY. | Unit Price € | MOQ | Min. Pack QTY | Remark2
2 | 12122500002031 | Ventilation ring | In Use | 1 |  | 1
3 | 12822500000450 | Water collector subassembly | In Use | 1
3.1 | 17400511001044 | Water Level Switch | In Use | 1
4 | 12100103000149 | centrifuge fan | In Use | 1 |  | 1
5 | 15822500002359 | Evaporator assembly | In Use | 1 |  | 1
5.1 | 15122500003156 | Evaporator outlet pipe subassembly | In Use | 1 |  | 1
5.2 | 15500404000005 | Pipe Nut | In Use | 1 |  |  |  | A01=6.35mm(1/4in);B02=9.52mm(3/8in);C03=12.7mm(1/2in);D04=15.9mm(5/8in);E05=19mm(3/4in);F07=22mm(7/8in);
5.3 | 15122500003237 | Evaporator inlet pipe subassembly | In Use | 1 |  | 1
5.5 | 15500209000002 | Detection valve | In Use | 1 |  | 1
6 | 11002015012268 | Brushless DC Motor | In Use | 1
7 | 12222500002035 | Chassis assembly | In Use | 1 |  | 1
8 | 12222500000084 | Evaporator fixing hanger | In Use | 1 |  | 1
9 | 12122500002028 | Pipe fixing board subassembly | In Use | 1 |  | 1
17 | 17222500003300 | Electronic control box subassembly | In Use | 1 |  | 1
17.1 | 12222500002034 | Electronic control box | In Use | 1 |  | 1
17.2 | 12122500002047 | Insulation plate | In Use | 1 |  | 1
17.3 | 17122500004213 | Main control board subassembly | In Use | 1
17.4 | 17400401000032 | Terminal | In Use | 1 |  | 1
17.6 | 11201007003424 | Room Temperature Sensor | In Use | 1
17.7 | 17400306000923 | Reactor | In Use | 1 |  | 1
17.11 | 17122000048868 | Humidity sensor subassembly | In Use | 1 |  | 1
18 | 12222500002033 | Cover of electronic control box | In Use | 1 |  | 1
19 | 17317000A59742 | Remote controller | In Use | 1 |  | 1
20 | 11201007003442 | Pipe temperature sensor | In Use | 1
22 | 12122500002027 | External water pump box assembly | In Use | 1 |  | 1
23 | 11001010001757 | Induction pump | In Use | 1
36 | 12122000027144 | Bracket of remote Controller | In Use | 1 |  | 1
46 | 15500406000003 | Copper nut | In Use | 1 |  | 0 | 0 | A01=6.35mm(1/4in);B02=9.52mm(3/8in);C03=12.7mm(1/2in);D04=15.9mm(5/8in);E05=19mm(3/4in);F07=22mm(7/8in);
46 | 15500406000010 | Copper nut | In Use | 1 |  | 0 | 0 | A01=6.35mm(1/4in);B02=9.52mm(3/8in);C03=12.7mm(1/2in);D04=15.9mm(5/8in);E05=19mm(3/4in);F07=22mm(7/8in);
| 17401204012745 | connection cable for WiFi
| 12600401003933 | holder for WiFi

## 42QTD030D8S
Exploded View
Product code： |  |  | 22022511003340
Customer model： |  |  | 42QTD030D8S
EX_ID | Spare Parts Code | Part Name(EN) | Status | QTY. | Unit Price € | MOQ | Min. Pack QTY | Remark2
2 | 12122500002031 | Ventilation ring | In Use | 1 |  | 1
3 | 12822500000450 | Water collector subassembly | In Use | 1
3.1 | 17400511001044 | Water Level Switch | In Use | 1
4 | 12100103000944 | centrifuge fan | In Use | 1 |  | 1
5 | 15822500002382 | Evaporator Assembly | In Use | 1 |  | 1
5.1 | 15122500003258 | Evaporator outlet pipe subassembly | In Use | 1 |  | 1
5.2 | 15500404000005 | Pipe Nut | In Use | 1 |  |  |  | A01=6.35mm(1/4in);B02=9.52mm(3/8in);C03=12.7mm(1/2in);D04=15.9mm(5/8in);E05=19mm(3/4in);F07=22mm(7/8in);
5.3 | 15122500003259 | Evaporator inlet pipe subassembly | In Use | 1 |  | 1
5.5 | 15500209000002 | Detection valve | In Use | 1 |  | 1
6 | 11002015012308 | Brushless DC Motor | In Use | 1
7 | 12222500002094 | Chassis assembly | In Use | 1 |  | 1
8 | 12222500000092 | Evaporator fixing hanger | In Use | 1 |  | 1
9 | 12122500002028 | Pipe fixing board subassembly | In Use | 1 |  | 1
17 | 17222500003300 | Electronic control box subassembly | In Use | 1 |  | 1
17.1 | 12222500002034 | Electronic control box | In Use | 1 |  | 1
17.2 | 12122500002047 | Insulation plate | In Use | 1 |  | 1
17.3 | 17122500004213 | Main control board subassembly | In Use | 1
17.4 | 17400401000032 | Terminal | In Use | 1 |  | 1
17.6 | 11201007003424 | Room Temperature Sensor | In Use | 1
17.7 | 17400306000923 | Reactor | In Use | 1 |  | 1
17.11 | 17122000048868 | Humidity sensor subassembly | In Use | 1 |  | 1
18 | 12222500002033 | Cover of electronic control box | In Use | 1 |  | 1
19 | 17317000A59742 | Remote controller | In Use | 1 |  | 1
20 | 11201007003442 | Pipe temperature sensor | In Use | 1
22 | 12122500002027 | External water pump box assembly | In Use | 1 |  | 1
23 | 11001010001757 | Induction pump | In Use | 1
36 | 12122000027144 | Bracket of remote Controller | In Use | 1 |  | 1
46 | 15500406000003 | Copper nut | In Use | 1 |  | 0 | 0 | A01=6.35mm(1/4in);B02=9.52mm(3/8in);C03=12.7mm(1/2in);D04=15.9mm(5/8in);E05=19mm(3/4in);F07=22mm(7/8in);
46 | 15500406000010 | Copper nut | In Use | 1 |  | 0 | 0 | A01=6.35mm(1/4in);B02=9.52mm(3/8in);C03=12.7mm(1/2in);D04=15.9mm(5/8in);E05=19mm(3/4in);F07=22mm(7/8in);
| 17401204012745 | connection cable for WiFi
| 12600401003933 | holder for WiFi

## 42QTD036D8S
Exploded View
Product code： |  |  | 22022511003341
Customer model： |  |  | 42QTD036D8S
EX_ID | Spare Parts Code | Part Name(EN) | Status | QTY. | Unit Price € | MOQ | Min. Pack QTY | Remark2
2 | 12122500002031 | Ventilation ring | In Use | 1 |  | 1
3 | 12822500000450 | Water collector subassembly | In Use | 1
3.1 | 17400511001044 | Water Level Switch | In Use | 1
4 | 12100103000944 | centrifuge fan | In Use | 1 |  | 1
5 | 15822500002384 | Evaporator Assembly | In Use | 1 |  | 1
5.1 | 15122500003261 | Evaporator outlet pipe subassembly | In Use | 1 |  | 1
5.2 | 15500404000005 | Pipe Nut | In Use | 1 |  |  |  | A01=6.35mm(1/4in);B02=9.52mm(3/8in);C03=12.7mm(1/2in);D04=15.9mm(5/8in);E05=19mm(3/4in);F07=22mm(7/8in);
5.3 | 15122500003260 | Evaporator inlet pipe subassembly | In Use | 1 |  | 1
5.5 | 15500209000002 | Detection valve | In Use | 1 |  | 1
6 | 11002015012308 | Brushless DC Motor | In Use | 1
7 | 12222500002094 | Chassis assembly | In Use | 1 |  | 1
8 | 12222500000089 | Evaporator fixing hanger | In Use | 2 |  | 1
9 | 12122500002028 | Pipe fixing board subassembly | In Use | 1 |  | 1
17 | 17222500003320 | Electronic control box subassembly | In Use | 1 |  | 1
17.1 | 12222500002034 | Electronic control box | In Use | 1 |  | 1
17.2 | 12122500002047 | Insulation plate | In Use | 1 |  | 1
17.3 | 17122500004211 | Main control board subassembly | In Use | 1
17.4 | 17400401000032 | Terminal | In Use | 1 |  | 1
17.6 | 11201007003424 | Room Temperature Sensor | In Use | 1
17.7 | 17400306001543 | Reactor | In Use | 1 |  | 1
17.11 | 17122000048868 | Humidity sensor subassembly | In Use | 1 |  | 1
18 | 12222500002033 | Cover of electronic control box | In Use | 1 |  | 1
19 | 17317000A59742 | Remote controller | In Use | 1 |  | 1
20 | 11201007003442 | Pipe temperature sensor | In Use | 1
22 | 12122500002027 | External water pump box assembly | In Use | 1 |  | 1
23 | 11001010001757 | Induction pump | In Use | 1
36 | 12122000027144 | Bracket of remote Controller | In Use | 1 |  | 1
46 | 15500406000003 | Copper nut | In Use | 1 |  | 0 | 0 | A01=6.35mm(1/4in);B02=9.52mm(3/8in);C03=12.7mm(1/2in);D04=15.9mm(5/8in);E05=19mm(3/4in);F07=22mm(7/8in);
46 | 15500406000010 | Copper nut | In Use | 1 |  | 0 | 0 | A01=6.35mm(1/4in);B02=9.52mm(3/8in);C03=12.7mm(1/2in);D04=15.9mm(5/8in);E05=19mm(3/4in);F07=22mm(7/8in);
| 17401204012745 | connection cable for WiFi
| 12600401003933 | holder for WiFi

## 42QTD042D8S
Exploded View
Product code： |  |  | 22022511003338
Customer model： |  |  | 42QTD042D8S
EX_ID | Spare Parts Code | Part Name(EN) | Status | QTY. | Unit Price € | MOQ | Min. Pack QTY | Remark2
2 | 12122500002029 | Ventilation ring | In Use | 1 |  | 1
3 | 12822500000450 | Water collector subassembly | In Use | 1
3.1 | 17400511001044 | Water Level Switch | In Use | 1
4 | 12100103000142 | centrifuge fan | In Use | 1 |  | 1
5 | 15822500002379 | Evaporator Assembly | In Use | 1 |  | 1
5.1 | 15122500003256 | Evaporator outlet pipe subassembly | In Use | 1 |  | 1
5.2 | 15500404000005 | Pipe Nut | In Use | 1 |  |  |  | A01=6.35mm(1/4in);B02=9.52mm(3/8in);C03=12.7mm(1/2in);D04=15.9mm(5/8in);E05=19mm(3/4in);F07=22mm(7/8in);
5.3 | 15122500003257 | Evaporator inlet pipe subassembly | In Use | 1 |  | 1
5.5 | 15500209000002 | Detection valve | In Use | 1 |  | 1
5.6 | 12222500002092 | Evaporator fixing board subassembly | In Use | 1 |  | 1
6 | 11002015012308 | Brushless DC Motor | In Use | 1
7 | 12222500002052 | Chassis assembly | In Use | 1 |  | 1
8 | 12222500000090 | Evaporator fixing hanger | In Use | 2 |  | 1
9 | 12122500002028 | Pipe fixing board subassembly | In Use | 1 |  | 1
17 | 17222500003320 | Electronic control box subassembly | In Use | 1 |  | 1
17.1 | 12222500002034 | Electronic control box | In Use | 1 |  | 1
17.2 | 12122500002047 | Insulation plate | In Use | 1 |  | 1
17.3 | 17122500004211 | Main control board subassembly | In Use | 1
17.4 | 17400401000032 | Terminal | In Use | 1 |  | 1
17.6 | 11201007003424 | Room Temperature Sensor | In Use | 1
17.7 | 17400306001543 | Reactor | In Use | 1 |  | 1
17.11 | 17122000048868 | Humidity sensor subassembly | In Use | 1 |  | 1
18 | 12222500002033 | Cover of electronic control box | In Use | 1 |  | 1
19 | 17317000A59742 | Remote controller | In Use | 1 |  | 1
20 | 11201007003442 | Pipe temperature sensor | In Use | 1
22 | 12122500002027 | External water pump box assembly | In Use | 1 |  | 1
23 | 11001010001757 | Induction pump | In Use | 1
36 | 12122000027144 | Bracket of remote Controller | In Use | 1 |  | 1
46 | 15500406000003 | Copper nut | In Use | 1 |  | 0 | 0 | A01=6.35mm(1/4in);B02=9.52mm(3/8in);C03=12.7mm(1/2in);D04=15.9mm(5/8in);E05=19mm(3/4in);F07=22mm(7/8in);
46 | 15500406000010 | Copper nut | In Use | 1 |  | 0 | 0 | A01=6.35mm(1/4in);B02=9.52mm(3/8in);C03=12.7mm(1/2in);D04=15.9mm(5/8in);E05=19mm(3/4in);F07=22mm(7/8in);
| 17401204012745 | connection cable for WiFi
| 12600401003933 | holder for WiFi

## 42QTD048D8S
Exploded View
Product code： |  |  | 22022511003337
Customer model： |  |  | 42QTD048D8S
EX_ID | Spare Parts Code | Part Name(EN) | Status | QTY. | Unit Price € | MOQ | Min. Pack QTY | Remark2
2 | 12122500002029 | Ventilation ring | In Use | 1 |  | 1
3 | 12822500000450 | Water collector subassembly | In Use | 1
3.1 | 17400511001044 | Water Level Switch | In Use | 1
4 | 12100103000142 | centrifuge fan | In Use | 1 |  | 1
5 | 15822500002379 | Evaporator Assembly | In Use | 1 |  | 1
5.1 | 15122500003256 | Evaporator outlet pipe subassembly | In Use | 1 |  | 1
5.2 | 15500404000005 | Pipe Nut | In Use | 1 |  |  |  | A01=6.35mm(1/4in);B02=9.52mm(3/8in);C03=12.7mm(1/2in);D04=15.9mm(5/8in);E05=19mm(3/4in);F07=22mm(7/8in);
5.3 | 15122500003257 | Evaporator inlet pipe subassembly | In Use | 1 |  | 1
5.5 | 15500209000002 | Detection valve | In Use | 1 |  | 1
5.6 | 12222500002092 | Evaporator fixing board subassembly | In Use | 1 |  | 1
6 | 11002015012308 | Brushless DC Motor | In Use | 1
7 | 12222500002052 | Chassis assembly | In Use | 1 |  | 1
8 | 12222500000090 | Evaporator fixing hanger | In Use | 2 |  | 1
9 | 12122500002028 | Pipe fixing board subassembly | In Use | 1 |  | 1
17 | 17222500003320 | Electronic control box subassembly | In Use | 1 |  | 1
17.1 | 12222500002034 | Electronic control box | In Use | 1 |  | 1
17.2 | 12122500002047 | Insulation plate | In Use | 1 |  | 1
17.3 | 17122500004211 | Main control board subassembly | In Use | 1
17.4 | 17400401000032 | Terminal | In Use | 1 |  | 1
17.6 | 11201007003424 | Room Temperature Sensor | In Use | 1
17.7 | 17400306001543 | Reactor | In Use | 1 |  | 1
17.11 | 17122000048868 | Humidity sensor subassembly | In Use | 1 |  | 1
18 | 12222500002033 | Cover of electronic control box | In Use | 1 |  | 1
19 | 17317000A59742 | Remote controller | In Use | 1 |  | 1
20 | 11201007003442 | Pipe temperature sensor | In Use | 1
22 | 12122500002027 | External water pump box assembly | In Use | 1 |  | 1
23 | 11001010001757 | Induction pump | In Use | 1
36 | 12122000027144 | Bracket of remote Controller | In Use | 1 |  | 1
46 | 15500406000003 | Copper nut | In Use | 1 |  | 0 | 0 | A01=6.35mm(1/4in);B02=9.52mm(3/8in);C03=12.7mm(1/2in);D04=15.9mm(5/8in);E05=19mm(3/4in);F07=22mm(7/8in);
46 | 15500406000010 | Copper nut | In Use | 1 |  | 0 | 0 | A01=6.35mm(1/4in);B02=9.52mm(3/8in);C03=12.7mm(1/2in);D04=15.9mm(5/8in);E05=19mm(3/4in);F07=22mm(7/8in);
| 17401204012745 | connection cable for WiFi
| 12600401003933 | holder for WiFi

## 42QTD060D8S
Exploded View
Product code： |  |  | 22022511003336
Customer model： |  |  | 42QTD060D8S
EX_ID | Spare Parts Code | Part Name(EN) | Status | QTY. | Unit Price € | MOQ | Min. Pack QTY | Remark2
2 | 12122500002029 | Ventilation ring | In Use | 1 |  | 1
3 | 12822500000450 | Water collector subassembly | In Use | 1
3.1 | 17400511001044 | Water Level Switch | In Use | 1
4 | 12100103000142 | centrifuge fan | In Use | 1 |  | 1
5 | 15822500002379 | Evaporator Assembly | In Use | 1 |  | 1
5.1 | 15122500003256 | Evaporator outlet pipe subassembly | In Use | 1 |  | 1
5.2 | 15500404000005 | Pipe Nut | In Use | 1 |  |  |  | A01=6.35mm(1/4in);B02=9.52mm(3/8in);C03=12.7mm(1/2in);D04=15.9mm(5/8in);E05=19mm(3/4in);F07=22mm(7/8in);
5.3 | 15122500003257 | Evaporator inlet pipe subassembly | In Use | 1 |  | 1
5.5 | 15500209000002 | Detection valve | In Use | 1 |  | 1
5.6 | 12222500002092 | Evaporator fixing board subassembly | In Use | 1 |  | 1
6 | 11002015012308 | Brushless DC Motor | In Use | 1
7 | 12222500002052 | Chassis assembly | In Use | 1 |  | 1
8 | 12222500000090 | Evaporator fixing hanger | In Use | 2 |  | 1
9 | 12122500002028 | Pipe fixing board subassembly | In Use | 1 |  | 1
17 | 17222500003320 | Electronic control box subassembly | In Use | 1 |  | 1
17.1 | 12222500002034 | Electronic control box | In Use | 1 |  | 1
17.2 | 12122500002047 | Insulation plate | In Use | 1 |  | 1
17.3 | 17122500004211 | Main control board subassembly | In Use | 1
17.4 | 17400401000032 | Terminal | In Use | 1 |  | 1
17.6 | 11201007003424 | Room Temperature Sensor | In Use | 1
17.7 | 17400306001543 | Reactor | In Use | 1 |  | 1
17.11 | 17122000048868 | Humidity sensor subassembly | In Use | 1 |  | 1
18 | 12222500002033 | Cover of electronic control box | In Use | 1 |  | 1
19 | 17317000A59742 | Remote controller | In Use | 1 |  | 1
20 | 11201007003442 | Pipe temperature sensor | In Use | 1
22 | 12122500002027 | External water pump box assembly | In Use | 1 |  | 1
23 | 11001010001757 | Induction pump | In Use | 1
36 | 12122000027144 | Bracket of remote Controller | In Use | 1 |  | 1
46 | 15500406000003 | Copper nut | In Use | 1 |  | 0 | 0 | A01=6.35mm(1/4in);B02=9.52mm(3/8in);C03=12.7mm(1/2in);D04=15.9mm(5/8in);E05=19mm(3/4in);F07=22mm(7/8in);
46 | 15500406000010 | Copper nut | In Use | 1 |  | 0 | 0 | A01=6.35mm(1/4in);B02=9.52mm(3/8in);C03=12.7mm(1/2in);D04=15.9mm(5/8in);E05=19mm(3/4in);F07=22mm(7/8in);
| 17401204012745 | connection cable for WiFi
| 12600401003933 | holder for WiFi

## 40CAS-L6
Exploded View
产品编码(Product model)： |  |  | 22012900002990
客户型号(Customer model)： |  |  | 40CAS-L6
EX_ID | Spare Parts Code | Part Name(CN) | Part Name(EN) | Qty. | Remark2 | Part Status | Drawing No | MIN_ORDER_QTY | PRICE/ EUR | Long Term Material(Y or N) | High Rate of Replacement(Y or N) | SB Type | Replace Type | Remarks
1 | 11002010000326 | 步进电机 | Stepper motor | 4 |  | In Use | RoHS SM-35-17-12-46 | 1
2 | 17122500004271 | 轻商嵌入式室内主控板组件 | Main control board subassembly | 1 |  | In Use | RoHS MB.D.1.3 | 1
3 | 12122000024461 | 从动轴 | Driven Shaft | 4 |  | In Use | RoHS T-MBQ4-03F-11 0 | 1
4 | 12212900000062 | 吊扣 RoHS | Hook | 4 |  | In Use | KFR-50Q/DY-A/MB.1.3 | 1
5 | 17122500004112 | 显示盒组件 RoHS CE-KFR50Q/N2Y-A3.QT1.D.01.XK1.1 (中央) | Display box | 1 |  | In Use | KFR-120Q/SDY-B(D3).ZY001.JD.Q.XS.21 | 1

## 42QSS012D8S-1
Exploded View
Product code： |  |  | 22023011004814
Customer model： |  |  | 42QSS012D8S-1
EX_ID | Spare Parts Code | Part Name(EN) | Status | QTY. | Unit Price € | MOQ | Min. Pack QTY | Remark
1 | 12223000010324 | Chassis subassembly | In Use | 1 |  | 1
1.1 | 12223000012926 | Hook | In Use | 1 |  | 1
2 | 12123000001180 | Top volute subassembly | In Use | 2 |  | 1
3 | 12100103000804 | centrifuge fan | In Use | 2 |  | 1
4 | 12123000001161 | bottom volute | In Use | 2 |  | 1
5 | 12222500000253 | Fan motor axes clamp (left) | In Use | 1 |  | 1
6 | 12223000010427 | Fan motor fixing board | In Use | 1 |  | 1
7 | 12222500000255 | Fan motor axes clamp (right) | In Use | 1 |  | 1
8 | 11002015008306 | Brushless DC Motor | In Use | 1
9 | 15823000004801 | Evaporator assembly | In Use | 1 |  | 1
9.1 | 11201007003444 | Pipe Temperature Sensor | In Use | 1
9.2 | 15123000010747 | Evaporator outlet pipe subassembly | In Use | 1 |  | 1
9.3 | 15500404000002 | Pipe Nut | In Use | 1 |  |  |  | A01=6.35mm(1/4in);B02=9.52mm(3/8in);C03=12.7mm(1/2in);D04=15.9mm(5/8in);E05=19mm(3/4in);F07=22mm(7/8in);
9.4 | 15123000010589 | Evaporator inlet pipe subassembly | In Use | 1 |  | 1
9.5 | 15500209000001 | Check valve | In Use | 1 |  | 1
10 | 12223000A04010 | Evaporator right support board subassembly | In Use | 1 |  | 1
12 | 12123000001164 | Water collector | In Use | 1
13 | 17223000007402 | Duct electronic control box subassembly | In Use | 1 |  | 1
13.1 | 12223000010447 | Electronic control box | In Use | 1 |  | 1
13.3 | 17400401000080 | Wire joint | In Use | 1 |  | 1
13.6 | 11201007003424 | Room Temperature Sensor | In Use | 1
13.7 | 17123000007398 | Duct main control board subassembly PCB1 | In Use | 1 |  |  |  | for controller KJR-120X, no WiFi
| 17123000A03227 | Duct main control board subassembly PCB2 | optional |  |  |  |  | for controller KJR-120X and WiFi
| 17123000A03307 | Duct main control board subassembly PCB3 | optional |  |  |  |  | for controller KJR-120X2 and WiFi
13.10 | 17400306000070 | Reactor | In Use | 1 |  | 1
13.11 | 17122000052428 | Inverter module subassembly | In Use | 1 |  | 1
14 | 12223000010314 | Cover of electronic control box | In Use | 1 |  | 1
15 | 12223000A04012 | Pipe clamp board subassembly | In Use | 1 |  | 1
16 | 17223000000003 | Duct display board subassembly | In Use | 1
16.1 | 17123000002712 | Duct display board subassembly | In Use | 1 |  | 1
18 | 12223000010323 | Rear cover subassembly | In Use | 1 |  | 1
19 | 12223000010326 | Top cover subassembly | In Use | 1 |  | 1
34 | 11201005000006 | Water level sensor | In Use | 1
35 | 12623000000003 | Rubber tube | In Use | 1 |  | 1
36 | 11001010000063 | Water pump | In Use | 1
38 | 12100510000021 | Drain pipe | In Use | 1 |  | 1
39 | 12622500000004 | Drain pump rubber washer | In Use | 1 |  | 1
41 | 12622500000003 | Drain pump rubber washer | In Use | 1 |  | 1
46 | 12223000A03901 | Air filter | In Use | 1 |  | 1
50 | 17317000007154 | Remote controller | In Use | 1 |  | 1
51 | 12122000027144 | Bracket of remote Controller | In Use | 1 |  | 1
58 | 15500406000016 | Copper nut | In Use | 1 |  | 0 | 0 | A01=6.35mm(1/4in);B02=9.52mm(3/8in);C03=12.7mm(1/2in);D04=15.9mm(5/8in);E05=19mm(3/4in);F07=22mm(7/8in);
59 | 15500406000010 | Copper nut | In Use | 1 |  | 0 | 0 | A01=6.35mm(1/4in);B02=9.52mm(3/8in);C03=12.7mm(1/2in);D04=15.9mm(5/8in);E05=19mm(3/4in);F07=22mm(7/8in);
62 | 12223000010325 | Middle beam subassembly | In Use | 1 |  | 1
62.1 | 12223000010309 | Fan motor support | In Use | 1 |  | 1
63 | 12223000010311 | Left side plate assembly of cabinet | In Use | 1 |  | 1
64 | 12223000010320 | Right clapboard subassembly | In Use | 1 |  | 1
64.1 | 12223000012927 | Hook | In Use | 1 |  | 1
66 | 12223000A03903 | Right clapboard subassembly | In Use | 1 |  | 1

## 42QSS018D8S-1
Exploded View
Product code： |  |  | 22023011004794
Customer model： |  |  | 42QSS018D8S-1
EX_ID | Spare Parts Code | Part Name(EN) | Status | QTY. | Unit Price € | MOQ | Min. Pack QTY | Remark
1 | 12223000008593 | Chassis subassembly | In Use | 1 |  | 1
1.1 | 12223000012926 | Hook | In Use | 1 |  | 1
2 | 12123000000801 | top volute | In Use | 2 |  | 1
3 | 12100103000584 | centrifuge fan | In Use | 2 |  | 1
4 | 12123000000802 | bottom volute | In Use | 2 |  | 1
5 | 12222500000253 | Fan motor axes clamp (left) | In Use | 1 |  | 1
6 | 12223000000537 | Fan motor fixing board | In Use | 1 |  | 1
7 | 12222500000255 | Fan motor axes clamp (right) | In Use | 1 |  | 1
8 | 11002015002521 | Brushless DC Motor | In Use | 1
9 | 15823000004567 | Evaporator assembly | In Use | 1 |  | 1
9.1 | 11201007000136 | Pipe Temperature Sensor | In Use | 1
9.2 | 15123000008692 | Evaporator outlet pipe subassembly | In Use | 1 |  | 1
9.3 | 15500404000009 | Pipe Nut | In Use | 1 |  |  |  | A01=6.35mm(1/4in);B02=9.52mm(3/8in);C03=12.7mm(1/2in);D04=15.9mm(5/8in);E05=19mm(3/4in);F07=22mm(7/8in);
9.4 | 15123000011151 | Evaporator inlet pipe subassembly | In Use | 1 |  | 1
9.5 | 15500209000001 | Check valve | In Use | 1 |  | 1
10 | 12223000006629 | Evaporator right support board subassembly | In Use | 1 |  | 1
12 | 12823000000190 | Water collector assembly | In Use | 1
13 | 17223000007383 | Duct electronic control box subassembly | In Use | 1 |  | 1
13.1 | 12223000011049 | Electronic control box | In Use | 1 |  | 1
13.3 | 17400401000080 | Wire joint | In Use | 1 |  | 1
13.6 | 11201007000283 | Room temperature sensor | In Use | 1
13.7 | 17123000007299 | Duct main control board subassembly PCB1 | In Use | 1 |  |  |  | for controller KJR-120X, no WiFi
| 17123000A03225 | Duct main control board subassembly PCB2 | optional |  |  |  |  | for controller KJR-120X and WiFi
| 17123000A03305 | Duct main control board subassembly PCB3 | optional |  |  |  |  | for controller KJR-120X2 and WiFi
13.10 | 17400306000070 | Reactor | In Use | 1 |  | 1
13.11 | 17122000027570 | Inverter control board subassembly | In Use | 1 |  | 1
14 | 12223000006627 | Cover of electronic control box | In Use | 1 |  | 1
15 | 12223000A02735 | Pipe clamp board subassembly | In Use | 1 |  | 1
16 | 17223000000003 | Duct display board subassembly | In Use | 1
16.1 | 17123000002712 | Duct display board subassembly | In Use | 1 |  | 1
18 | 12223000008591 | Rear cover subassembly | In Use | 1 |  | 1
19 | 12223000008590 | Top cover subassembly | In Use | 1 |  | 1
34 | 11201005000006 | Water level sensor | In Use | 1
35 | 12623000000003 | Rubber tube | In Use | 1 |  | 1
36 | 11001010000063 | Water pump | In Use | 1
37 | 12223000A02732 | Exhaust pump subassembly | In Use | 1 |  | 1
38 | 12100510000021 | Drain pipe | In Use | 1 |  | 1
39 | 12622500000004 | Drain pump rubber washer | In Use | 1 |  | 1
40 | 12123000000043 | Cover of water testing hole | In Use | 1 |  | 1
41 | 12622500000003 | Drain pump rubber washer | In Use | 1 |  | 1
46 | 12123000000983 | Air filter | In Use | 1 |  | 1
50 | 17317000007154 | Remote controller | In Use | 1 |  | 1
51 | 12122000027144 | Bracket of remote Controller | In Use | 1 |  | 1
58 | 15500406000016 | Copper nut | In Use | 1 |  | 0 | 0 | A01=6.35mm(1/4in);B02=9.52mm(3/8in);C03=12.7mm(1/2in);D04=15.9mm(5/8in);E05=19mm(3/4in);F07=22mm(7/8in);
59 | 15500406000012 | Copper nut | In Use | 1 |  | 0 | 0 | A01=6.35mm(1/4in);B02=9.52mm(3/8in);C03=12.7mm(1/2in);D04=15.9mm(5/8in);E05=19mm(3/4in);F07=22mm(7/8in);
60 | 12223000008592 | Rear beam subassembly | In Use | 1 |  | 1
62 | 12223000008576 | Middle beam subassembly | In Use | 1 |  | 1
62.1 | 12223000009189 | Fan motor support | In Use | 1 |  | 1
63 | 12223000008589 | Left clapboard subassembly | In Use | 1 |  | 1
63.1 | 12223000012927 | Hook | In Use | 2 |  | 1
64 | 12223000008594 | Right clapboard subassembly | In Use | 1 |  | 1
65 | 12223000008577 | Right side plate | In Use | 1 |  | 1
66 | 12223000008578 | Right clapboard subassembly | In Use | 1 |  | 1

## 42QSS024D8S
Exploded View
Product code： |  |  | 22023011004754
Customer model： |  |  | 42QSS024D8S
EX_ID | Spare Parts Code | Part Name(EN) | Status | QTY. | Unit Price € | MOQ | Min. Pack QTY | Remark
1 | 12223000008569 | Chassis subassembly | In Use | 1 |  | 1
1.1 | 12223000012926 | Hook | In Use | 1 |  | 1
2 | 12123000000805 | top volute | In Use | 2 |  | 1
3 | 12100103000586 | centrifuge fan | In Use | 2 |  | 1
4 | 12123000000806 | bottom volute | In Use | 2 |  | 1
5 | 12222500000253 | Fan motor axes clamp (left) | In Use | 1 |  | 1
6 | 12223000000537 | Fan motor fixing board | In Use | 1 |  | 1
7 | 12222500000255 | Fan motor axes clamp (right) | In Use | 1 |  | 1
8 | 11002015002521 | Brushless DC Motor | In Use | 1
9 | 15823000004563 | Evaporator assembly | In Use | 1 |  | 1
9.1 | 11201007000136 | Pipe Temperature Sensor | In Use | 1
9.2 | 15123000008702 | Evaporator outlet pipe subassembly | In Use | 1 |  | 1
9.3 | 15500404000005 | Pipe Nut | In Use | 1 |  |  |  | A01=6.35mm(1/4in);B02=9.52mm(3/8in);C03=12.7mm(1/2in);D04=15.9mm(5/8in);E05=19mm(3/4in);F07=22mm(7/8in);
9.4 | 15123000011148 | Evaporator inlet pipe subassembly | In Use | 1 |  | 1
9.5 | 15500209000002 | Detection valve | In Use | 1 |  | 1
10 | 12223000006644 | Evaporator right support board subassembly | In Use | 1 |  | 1
12 | 12823000000130 | Water collector assembly | In Use | 1
13 | 17223000007342 | Duct electronic control box subassembly | In Use | 1 |  | 1
13.1 | 12223000011047 | Electronic control box | In Use | 1 |  | 1
13.3 | 17400401000080 | Wire joint | In Use | 1 |  | 1
13.6 | 11201007000283 | Room temperature sensor | In Use | 1
13.7 | 17123000007299 | Duct main control board subassembly PCB1 | In Use | 1 |  |  |  | for controller KJR-120X, no WiFi
| 17123000A03225 | Duct main control board subassembly PCB2 | optional |  |  |  |  | for controller KJR-120X and WiFi
| 17123000A03305 | Duct main control board subassembly PCB3 | optional |  |  |  |  | for controller KJR-120X2 and WiFi
13.10 | 17400306000070 | Reactor | In Use | 1 |  | 1
13.11 | 17122000051662 | Inverter control board subassembly | In Use | 1 |  | 1
14 | 12223000006641 | Cover of electronic control box | In Use | 1 |  | 1
15 | 12223000A02730 | Pipe clamp board subassembly | In Use | 1 |  | 1
16 | 17223000000003 | Duct display board subassembly | In Use | 1
16.1 | 17123000002712 | Duct display board subassembly | In Use | 1 |  | 1
18 | 12223000007887 | Rear cover subassembly | In Use | 1 |  | 1
19 | 12223000006648 | Top cover subassembly | In Use | 1 |  | 1
26 | 12223000006643 | Right clapboard strengthen board | In Use | 1 |  | 1
34 | 11201005000006 | Water level sensor | In Use | 1
35 | 12623000000003 | Rubber tube | In Use | 1 |  | 1
36 | 11001010000063 | Water pump | In Use | 1
37 | 12223000A02732 | Exhaust pump subassembly | In Use | 1 |  | 1
38 | 12100510000021 | Drain pipe | In Use | 1 |  | 1
39 | 12622500000004 | Drain pump rubber washer | In Use | 1 |  | 1
40 | 12123000000043 | Cover of water testing hole | In Use | 1 |  | 1
41 | 12622500000003 | Drain pump rubber washer | In Use | 1 |  | 1
46 | 12123000000982 | Air filter | In Use | 1 |  | 1
50 | 17317000007154 | Remote controller | In Use | 1 |  | 1
51 | 12122000027144 | Bracket of remote Controller | In Use | 1 |  | 1
58 | 15500406000010 | Copper nut | In Use | 1 |  | 0 | 0 | A01=6.35mm(1/4in);B02=9.52mm(3/8in);C03=12.7mm(1/2in);D04=15.9mm(5/8in);E05=19mm(3/4in);F07=22mm(7/8in);
59 | 15500406000003 | Copper nut | In Use | 1 |  | 0 | 0 | A01=6.35mm(1/4in);B02=9.52mm(3/8in);C03=12.7mm(1/2in);D04=15.9mm(5/8in);E05=19mm(3/4in);F07=22mm(7/8in);
60 | 12223000008570 | Front beam subassembly | In Use | 1 |  | 1
62 | 12223000008875 | Middle beam subassembly | In Use | 1 |  | 1
63 | 12223000008568 | Left clapboard subassembly | In Use | 1 |  | 1
64 | 12223000008571 | Right clapboard subassembly | In Use | 1 |  | 1
64.1 | 12223000012927 | Hook | In Use | 1 |  | 1
65 | 12223000008114 | Right side plate | In Use | 1 |  | 1
66 | 12223000008109 | Right clapboard subassembly | In Use | 1 |  | 1

## 42QSS030D8S
Exploded View
Product code： |  |  | 22023011004734
Customer model： |  |  | 42QSS030D8S
EX_ID | Spare Parts Code | Part Name(EN) | Status | QTY. | Unit Price € | MOQ | Min. Pack QTY | Remark
1 | 12223000008580 | Chassis subassembly | In Use | 1 |  | 1
1.1 | 12223000012926 | Hook | In Use | 1 |  | 1
2 | 12123000001541 | top volute | In Use | 2 |  | 1
3 | 12100103000984 | centrifuge fan | In Use | 2 |  | 1
4 | 12123000001540 | bottom volute | In Use | 2 |  | 1
5 | 12222500000253 | Fan motor axes clamp (left) | In Use | 1 |  | 1
6 | 12223000006639 | Fan motor fixing board | In Use | 1 |  | 1
7 | 12222500000255 | Fan motor axes clamp (right) | In Use | 1 |  | 1
8 | 11002015002541 | Brushless DC Motor | In Use | 1
9 | 15823000004564 | Evaporator assembly | In Use | 1 |  | 1
9.1 | 11201007000136 | Pipe Temperature Sensor | In Use | 1
9.2 | 15123000008702 | Evaporator outlet pipe subassembly | In Use | 1 |  | 1
9.3 | 15500404000005 | Pipe Nut | In Use | 1 |  |  |  | A01=6.35mm(1/4in);B02=9.52mm(3/8in);C03=12.7mm(1/2in);D04=15.9mm(5/8in);E05=19mm(3/4in);F07=22mm(7/8in);
9.4 | 15123000011147 | Evaporator inlet pipe subassembly | In Use | 1 |  | 1
9.5 | 15500209000002 | Detection valve | In Use | 1 |  | 1
10 | 12223000006644 | Evaporator right support board subassembly | In Use | 1 |  | 1
12 | 12823000000110 | Water collector assembly | In Use | 1
13 | 17223000007322 | Duct electronic control box subassembly | In Use | 1 |  | 1
13.1 | 12223000011047 | Electronic control box | In Use | 1 |  | 1
13.3 | 17400401000080 | Wire joint | In Use | 1 |  | 1
13.6 | 11201007000283 | Room temperature sensor | In Use | 1
13.7 | 17123000007299 | Duct main control board subassembly PCB1 | In Use | 1 |  |  |  | for controller KJR-120X, no WiFi
| 17123000A03225 | Duct main control board subassembly PCB2 | optional |  |  |  |  | for controller KJR-120X and WiFi
| 17123000A03305 | Duct main control board subassembly PCB3 | optional |  |  |  |  | for controller KJR-120X2 and WiFi
13.10 | 17400306000070 | Reactor | In Use | 1 |  | 1
13.11 | 17122000027748 | Inverter control board subassembly | In Use | 1 |  | 1
14 | 12223000006641 | Cover of electronic control box | In Use | 1 |  | 1
15 | 12223000A02730 | Pipe clamp board subassembly | In Use | 1 |  | 1
16 | 17223000000003 | Duct display board subassembly | In Use | 1
16.1 | 17123000002712 | Duct display board subassembly | In Use | 1 |  | 1
18 | 12223000007827 | Rear cover subassembly | In Use | 1 |  | 1
19 | 12223000006645 | Top cover subassembly | In Use | 1 |  | 1
26 | 12223000006643 | Right clapboard strengthen board | In Use | 1 |  | 1
34 | 11201005000006 | Water level sensor | In Use | 1
35 | 12623000000003 | Rubber tube | In Use | 1 |  | 1
36 | 11001010000063 | Water pump | In Use | 1
37 | 12223000A02732 | Exhaust pump subassembly | In Use | 1 |  | 1
38 | 12100510000021 | Drain pipe | In Use | 1 |  | 1
39 | 12622500000004 | Drain pump rubber washer | In Use | 1 |  | 1
40 | 12123000000043 | Cover of water testing hole | In Use | 1 |  | 1
41 | 12622500000003 | Drain pump rubber washer | In Use | 1 |  | 1
46 | 12123000000980 | Air filter | In Use | 1 |  | 1
50 | 17317000007154 | Remote controller | In Use | 1 |  | 1
51 | 12122000027144 | Bracket of remote Controller | In Use | 1 |  | 1
58 | 15500406000010 | Copper nut | In Use | 1 |  | 0 | 0 | A01=6.35mm(1/4in);B02=9.52mm(3/8in);C03=12.7mm(1/2in);D04=15.9mm(5/8in);E05=19mm(3/4in);F07=22mm(7/8in);
59 | 15500406000003 | Copper nut | In Use | 1 |  | 0 | 0 | A01=6.35mm(1/4in);B02=9.52mm(3/8in);C03=12.7mm(1/2in);D04=15.9mm(5/8in);E05=19mm(3/4in);F07=22mm(7/8in);
60 | 12223000008581 | Front beam subassembly | In Use | 1 |  | 1
62 | 12223000008856 | Middle beam subassembly | In Use | 1 |  | 1
63 | 12223000008568 | Left clapboard subassembly | In Use | 1 |  | 1
63.1 | 12223000012927 | Hook | In Use | 2 |  | 1
64 | 12223000008571 | Right clapboard subassembly | In Use | 1 |  | 1
65 | 12223000008114 | Right side plate | In Use | 1 |  | 1
66 | 12223000008579 | Right clapboard subassembly | In Use | 1 |  | 1

## 42QSS036D8S
Exploded View
Product code： |  |  | 22023011004735
Customer model： |  |  | 42QSS036D8S
EX_ID | Spare Parts Code | Part Name(EN) | Status | QTY. | Unit Price € | MOQ | Min. Pack QTY | Remark
1 | 12223000008580 | Chassis subassembly | In Use | 1 |  | 1
1.1 | 12223000012926 | Hook | In Use | 1 |  | 1
2 | 12123000001541 | top volute | In Use | 2 |  | 1
3 | 12100103000984 | centrifuge fan | In Use | 2 |  | 1
4 | 12123000001540 | bottom volute | In Use | 2 |  | 1
5 | 12222500000253 | Fan motor axes clamp (left) | In Use | 1 |  | 1
6 | 12223000006639 | Fan motor fixing board | In Use | 1 |  | 1
7 | 12222500000255 | Fan motor axes clamp (right) | In Use | 1 |  | 1
8 | 11002015002541 | Brushless DC Motor | In Use | 1
9 | 15823000004564 | Evaporator assembly | In Use | 1 |  | 1
9.1 | 11201007000136 | Pipe Temperature Sensor | In Use | 1
9.2 | 15123000008702 | Evaporator outlet pipe subassembly | In Use | 1 |  | 1
9.3 | 15500404000005 | Pipe Nut | In Use | 1 |  |  |  | A01=6.35mm(1/4in);B02=9.52mm(3/8in);C03=12.7mm(1/2in);D04=15.9mm(5/8in);E05=19mm(3/4in);F07=22mm(7/8in);
9.4 | 15123000011147 | Evaporator inlet pipe subassembly | In Use | 1 |  | 1
9.5 | 15500209000002 | Detection valve | In Use | 1 |  | 1
10 | 12223000006644 | Evaporator right support board subassembly | In Use | 1 |  | 1
12 | 12823000000110 | Water collector assembly | In Use | 1
13 | 17223000007323 | Duct electronic control box subassembly | In Use | 1 |  | 1
13.1 | 12223000011047 | Electronic control box | In Use | 1 |  | 1
13.3 | 17400401000080 | Wire joint | In Use | 1 |  | 1
13.6 | 11201007000283 | Room temperature sensor | In Use | 1
13.7 | 17123000007305 | Duct main control board subassembly PCB1 | In Use | 1 |  |  |  | for controller KJR-120X, no WiFi
| 17123000A03245 | Duct main control board subassembly PCB2 | optional |  |  |  |  | for controller KJR-120X and WiFi
| 17123000A03308 | Duct main control board subassembly PCB3 | optional |  |  |  |  | for controller KJR-120X2 and WiFi
13.10 | 17400306000070 | Reactor | In Use | 1 |  | 1
13.11 | 17122000027748 | Inverter control board subassembly | In Use | 1 |  | 1
14 | 12223000006641 | Cover of electronic control box | In Use | 1 |  | 1
15 | 12223000A02730 | Pipe clamp board subassembly | In Use | 1 |  | 1
16 | 17223000000003 | Duct display board subassembly | In Use | 1
16.1 | 17123000002712 | Duct display board subassembly | In Use | 1 |  | 1
18 | 12223000007827 | Rear cover subassembly | In Use | 1 |  | 1
19 | 12223000006645 | Top cover subassembly | In Use | 1 |  | 1
26 | 12223000006643 | Right clapboard strengthen board | In Use | 1 |  | 1
34 | 11201005000006 | Water level sensor | In Use | 1
35 | 12623000000003 | Rubber tube | In Use | 1 |  | 1
36 | 11001010000063 | Water pump | In Use | 1
37 | 12223000A02732 | Exhaust pump subassembly | In Use | 1 |  | 1
38 | 12100510000021 | Drain pipe | In Use | 1 |  | 1
39 | 12622500000004 | Drain pump rubber washer | In Use | 1 |  | 1
40 | 12123000000043 | Cover of water testing hole | In Use | 1 |  | 1
41 | 12622500000003 | Drain pump rubber washer | In Use | 1 |  | 1
46 | 12123000000980 | Air filter | In Use | 1 |  | 1
50 | 17317000007154 | Remote controller | In Use | 1 |  | 1
51 | 12122000027144 | Bracket of remote Controller | In Use | 1 |  | 1
58 | 15500406000010 | Copper nut | In Use | 1 |  | 0 | 0 | A01=6.35mm(1/4in);B02=9.52mm(3/8in);C03=12.7mm(1/2in);D04=15.9mm(5/8in);E05=19mm(3/4in);F07=22mm(7/8in);
59 | 15500406000003 | Copper nut | In Use | 1 |  | 0 | 0 | A01=6.35mm(1/4in);B02=9.52mm(3/8in);C03=12.7mm(1/2in);D04=15.9mm(5/8in);E05=19mm(3/4in);F07=22mm(7/8in);
60 | 12223000008581 | Front beam subassembly | In Use | 1 |  | 1
62 | 12223000008856 | Middle beam subassembly | In Use | 1 |  | 1
63 | 12223000008568 | Left clapboard subassembly | In Use | 1 |  | 1
63.1 | 12223000012927 | Hook | In Use | 2 |  | 1
64 | 12223000008571 | Right clapboard subassembly | In Use | 1 |  | 1
65 | 12223000008114 | Right side plate | In Use | 1 |  | 1
66 | 12223000008579 | Right clapboard subassembly | In Use | 1 |  | 1

## 42QSS042D8S
Exploded View
Product code： |  |  | 22023011004755
Customer model： |  |  | 42QSS042D8S
EX_ID | Spare Parts Code | Part Name(EN) | Status | QTY. | Unit Price € | MOQ | Min. Pack QTY | Remark
1 | 12223000008649 | Chassis subassembly | In Use | 1 |  | 1
1.1 | 12223000012926 | Hook | In Use | 1 |  | 1
2 | 12123000000941 | top volute | In Use | 2 |  | 1
3 | 12100103000664 | centrifuge fan | In Use | 2 |  | 1
4 | 12123000000940 | bottom volute | In Use | 2 |  | 1
5 | 12222500000253 | Fan motor axes clamp (left) | In Use | 1 |  | 1
6 | 12223000006639 | Fan motor fixing board | In Use | 1 |  | 1
7 | 12222500000255 | Fan motor axes clamp (right) | In Use | 1 |  | 1
8 | 11002015003861 | Brushless DC Motor | In Use | 1
9 | 15823000004611 | Evaporator assembly | In Use | 1 |  | 1
9.1 | 11201007000136 | Pipe Temperature Sensor | In Use | 1
9.2 | 15123000009807 | Evaporator outlet pipe subassembly | In Use | 1 |  | 1
9.3 | 15500404000005 | Pipe Nut | In Use | 1 |  |  |  | A01=6.35mm(1/4in);B02=9.52mm(3/8in);C03=12.7mm(1/2in);D04=15.9mm(5/8in);E05=19mm(3/4in);F07=22mm(7/8in);
9.4 | 15123000011187 | Evaporator inlet pipe subassembly | In Use | 1 |  | 1
9.5 | 15500209000002 | Detection valve | In Use | 1 |  | 1
10 | 12223000008027 | Evaporator right support board subassembly | In Use | 1 |  | 1
12 | 12823000000210 | Water collector assembly | In Use | 1
13 | 17223000007324 | Duct electronic control box subassembly | In Use | 1 |  | 1
13.1 | 12223000011048 | Electronic control box | In Use | 1 |  | 1
13.3 | 17400401000080 | Wire joint | In Use | 1 |  | 1
13.6 | 11201007000283 | Room temperature sensor | In Use | 1
13.7 | 17123000007305 | Duct main control board subassembly PCB1 | In Use | 1 |  |  |  | for controller KJR-120X, no WiFi
| 17123000A03245 | Duct main control board subassembly PCB2 | optional |  |  |  |  | for controller KJR-120X and WiFi
| 17123000A03308 | Duct main control board subassembly PCB3 | optional |  |  |  |  | for controller KJR-120X2 and WiFi
13.10 | 17400306000055 | Reactor | In Use | 1 |  | 1
13.11 | 17122000031092 | Inverter module subassembly | In Use | 1 |  | 1
14 | 12223000008047 | Cover of electronic control box | In Use | 1 |  | 1
15 | 12223000A02730 | Pipe clamp board subassembly | In Use | 1 |  | 1
16 | 17223000000003 | Duct display board subassembly | In Use | 1
16.1 | 17123000002712 | Duct display board subassembly | In Use | 1 |  | 1
18 | 12223000008029 | Rear cover subassembly | In Use | 1 |  | 1
19 | 12223000008028 | Top cover subassembly | In Use | 1 |  | 1
26 | 12223000000112 | Right clapboard strengthen board | In Use | 1 |  | 1
34 | 11201005000006 | Water level sensor | In Use | 1
35 | 12623000000003 | Rubber tube | In Use | 1 |  | 1
36 | 11001010000063 | Water pump | In Use | 1
37 | 12223000A02732 | Exhaust pump subassembly | In Use | 1 |  | 1
38 | 12100510000021 | Drain pipe | In Use | 1 |  | 1
39 | 12622500000004 | Drain pump rubber washer | In Use | 1 |  | 1
40 | 12123000000043 | Cover of water testing hole | In Use | 1 |  | 1
41 | 12622500000003 | Drain pump rubber washer | In Use | 1 |  | 1
46 | 12123000000981 | Air filter | In Use | 1 |  | 1
50 | 17317000007154 | Remote controller | In Use | 1 |  | 1
51 | 12122000027144 | Bracket of remote Controller | In Use | 1 |  | 1
58 | 15500406000010 | Copper nut | In Use | 1 |  | 0 | 0 | A01=6.35mm(1/4in);B02=9.52mm(3/8in);C03=12.7mm(1/2in);D04=15.9mm(5/8in);E05=19mm(3/4in);F07=22mm(7/8in);
59 | 15500406000003 | Copper nut | In Use | 1 |  | 0 | 0 | A01=6.35mm(1/4in);B02=9.52mm(3/8in);C03=12.7mm(1/2in);D04=15.9mm(5/8in);E05=19mm(3/4in);F07=22mm(7/8in);
60 | 12223000008653 | Rear beam subassembly | In Use | 1 |  | 1
62 | 12223000008861 | Middle beam subassembly | In Use | 1 |  | 1
63 | 12223000008651 | Left clapboard subassembly | In Use | 1 |  | 1
64 | 12223000008650 | Right clapboard subassembly | In Use | 1 |  | 1
64.1 | 12223000012927 | Hook | In Use | 1 |  | 1
65 | 12223000008647 | Right side plate | In Use | 1 |  | 1
66 | 12223000008648 | Right clapboard subassembly | In Use | 1 |  | 1

## 42QSS048D8S
Exploded View
Product code： |  |  | 22023011004774
Customer model： |  |  | 42QSS048D8S
EX_ID | Spare Parts Code | Part Name(EN) | Status | QTY. | Unit Price € | MOQ | Min. Pack QTY | Remark
1 | 12223000008649 | Chassis subassembly | In Use | 1 |  | 1
1.1 | 12223000012926 | Hook | In Use | 1 |  | 1
2 | 12123000000941 | top volute | In Use | 2 |  | 1
3 | 12100103000664 | centrifuge fan | In Use | 2 |  | 1
4 | 12123000000940 | bottom volute | In Use | 2 |  | 1
5 | 12222500000253 | Fan motor axes clamp (left) | In Use | 1 |  | 1
6 | 12223000006639 | Fan motor fixing board | In Use | 1 |  | 1
7 | 12222500000255 | Fan motor axes clamp (right) | In Use | 1 |  | 1
8 | 11002015003861 | Brushless DC Motor | In Use | 1
9 | 15823000004611 | Evaporator assembly | In Use | 1 |  | 1
9.1 | 11201007000136 | Pipe Temperature Sensor | In Use | 1
9.2 | 15123000009807 | Evaporator outlet pipe subassembly | In Use | 1 |  | 1
9.3 | 15500404000005 | Pipe Nut | In Use | 1 |  |  |  | A01=6.35mm(1/4in);B02=9.52mm(3/8in);C03=12.7mm(1/2in);D04=15.9mm(5/8in);E05=19mm(3/4in);F07=22mm(7/8in);
9.4 | 15123000011187 | Evaporator inlet pipe subassembly | In Use | 1 |  | 1
9.5 | 15500209000002 | Detection valve | In Use | 1 |  | 1
10 | 12223000008027 | Evaporator right support board subassembly | In Use | 1 |  | 1
12 | 12823000000210 | Water collector assembly | In Use | 1
13 | 17223000007324 | Duct electronic control box subassembly | In Use | 1 |  | 1
13.1 | 12223000011048 | Electronic control box | In Use | 1 |  | 1
13.3 | 17400401000080 | Wire joint | In Use | 1 |  | 1
13.6 | 11201007000283 | Room temperature sensor | In Use | 1
13.7 | 17123000007305 | Duct main control board subassembly PCB1 | In Use | 1 |  |  |  | for controller KJR-120X, no WiFi
| 17123000A03245 | Duct main control board subassembly PCB2 | optional |  |  |  |  | for controller KJR-120X and WiFi
| 17123000A03308 | Duct main control board subassembly PCB3 | optional |  |  |  |  | for controller KJR-120X2 and WiFi
13.10 | 17400306000055 | Reactor | In Use | 1 |  | 1
13.11 | 17122000031092 | Inverter module subassembly | In Use | 1 |  | 1
14 | 12223000008047 | Cover of electronic control box | In Use | 1 |  | 1
15 | 12223000A02730 | Pipe clamp board subassembly | In Use | 1 |  | 1
16 | 17223000000003 | Duct display board subassembly | In Use | 1
16.1 | 17123000002712 | Duct display board subassembly | In Use | 1 |  | 1
18 | 12223000008029 | Rear cover subassembly | In Use | 1 |  | 1
19 | 12223000008028 | Top cover subassembly | In Use | 1 |  | 1
26 | 12223000000112 | Right clapboard strengthen board | In Use | 1 |  | 1
34 | 11201005000006 | Water level sensor | In Use | 1
35 | 12623000000003 | Rubber tube | In Use | 1 |  | 1
36 | 11001010000063 | Water pump | In Use | 1
37 | 12223000A02732 | Exhaust pump subassembly | In Use | 1 |  | 1
38 | 12100510000021 | Drain pipe | In Use | 1 |  | 1
39 | 12622500000004 | Drain pump rubber washer | In Use | 1 |  | 1
40 | 12123000000043 | Cover of water testing hole | In Use | 1 |  | 1
41 | 12622500000003 | Drain pump rubber washer | In Use | 1 |  | 1
46 | 12123000000981 | Air filter | In Use | 1 |  | 1
50 | 17317000007154 | Remote controller | In Use | 1 |  | 1
51 | 12122000027144 | Bracket of remote Controller | In Use | 1 |  | 1
58 | 15500406000010 | Copper nut | In Use | 1 |  | 0 | 0 | A01=6.35mm(1/4in);B02=9.52mm(3/8in);C03=12.7mm(1/2in);D04=15.9mm(5/8in);E05=19mm(3/4in);F07=22mm(7/8in);
59 | 15500406000003 | Copper nut | In Use | 1 |  | 0 | 0 | A01=6.35mm(1/4in);B02=9.52mm(3/8in);C03=12.7mm(1/2in);D04=15.9mm(5/8in);E05=19mm(3/4in);F07=22mm(7/8in);
60 | 12223000008653 | Rear beam subassembly | In Use | 1 |  | 1
62 | 12223000008861 | Middle beam subassembly | In Use | 1 |  | 1
63 | 12223000008651 | Left clapboard subassembly | In Use | 1 |  | 1
63.1 | 12223000012927 | Hook | In Use | 2 |  | 1
64 | 12223000008650 | Right clapboard subassembly | In Use | 1 |  | 1
65 | 12223000008647 | Right side plate | In Use | 1 |  | 1
66 | 12223000008648 | Right clapboard subassembly | In Use | 1 |  | 1

## 42QSS060D8S
Exploded View
Product code： |  |  | 22023011004775
Customer model： |  |  | 42QSS060D8S
EX_ID | Spare Parts Code | Part Name(EN) | Status | QTY. | Unit Price € | MOQ | Min. Pack QTY | Remark2
1 | 12223000008649 | Chassis subassembly | In Use | 1 |  | 1
1.1 | 12223000012926 | Hook | In Use | 1 |  | 1
2 | 12123000000941 | top volute | In Use | 2 |  | 1
3 | 12100103000664 | centrifuge fan | In Use | 2 |  | 1
4 | 12123000000940 | bottom volute | In Use | 2 |  | 1
5 | 12222500000253 | Fan motor axes clamp (left) | In Use | 1 |  | 1
6 | 12223000006639 | Fan motor fixing board | In Use | 1 |  | 1
7 | 12222500000255 | Fan motor axes clamp (right) | In Use | 1 |  | 1
8 | 11002015003861 | Brushless DC Motor | In Use | 1
9 | 15823000004611 | Evaporator assembly | In Use | 1 |  | 1
9.1 | 11201007000136 | Pipe Temperature Sensor | In Use | 1
9.2 | 15123000009807 | Evaporator outlet pipe subassembly | In Use | 1 |  | 1
9.3 | 15500404000005 | Pipe Nut | In Use | 1 |  |  |  | A01=6.35mm(1/4in);B02=9.52mm(3/8in);C03=12.7mm(1/2in);D04=15.9mm(5/8in);E05=19mm(3/4in);F07=22mm(7/8in);
9.4 | 15123000011187 | Evaporator inlet pipe subassembly | In Use | 1 |  | 1
9.5 | 15500209000002 | Detection valve | In Use | 1 |  | 1
10 | 12223000008027 | Evaporator right support board subassembly | In Use | 1 |  | 1
12 | 12823000000210 | Water collector assembly | In Use | 1
13 | 17223000007324 | Duct electronic control box subassembly | In Use | 1 |  | 1
13.1 | 12223000011048 | Electronic control box | In Use | 1 |  | 1
13.3 | 17400401000080 | Wire joint | In Use | 1 |  | 1
13.6 | 11201007000283 | Room temperature sensor | In Use | 1
13.7 | 17123000007305 | Duct main control board subassembly PCB1 | In Use | 1 |  |  |  | for controller KJR-120X, no WiFi
| 17123000A03245 | Duct main control board subassembly PCB2 | optional |  |  |  |  | for controller KJR-120X and WiFi
| 17123000A03308 | Duct main control board subassembly PCB3 | optional |  |  |  |  | for controller KJR-120X2 and WiFi
13.10 | 17400306000055 | Reactor | In Use | 1 |  | 1
13.11 | 17122000031092 | Inverter module subassembly | In Use | 1 |  | 1
14 | 12223000008047 | Cover of electronic control box | In Use | 1 |  | 1
15 | 12223000A02730 | Pipe clamp board subassembly | In Use | 1 |  | 1
16 | 17223000000003 | Duct display board subassembly | In Use | 1
16.1 | 17123000002712 | Duct display board subassembly | In Use | 1 |  | 1
18 | 12223000008029 | Rear cover subassembly | In Use | 1 |  | 1
19 | 12223000008028 | Top cover subassembly | In Use | 1 |  | 1
26 | 12223000000112 | Right clapboard strengthen board | In Use | 1 |  | 1
34 | 11201005000006 | Water level sensor | In Use | 1
35 | 12623000000003 | Rubber tube | In Use | 1 |  | 1
36 | 11001010000063 | Water pump | In Use | 1
37 | 12223000A02732 | Exhaust pump subassembly | In Use | 1 |  | 1
38 | 12100510000021 | Drain pipe | In Use | 1 |  | 1
39 | 12622500000004 | Drain pump rubber washer | In Use | 1 |  | 1
40 | 12123000000043 | Cover of water testing hole | In Use | 1 |  | 1
41 | 12622500000003 | Drain pump rubber washer | In Use | 1 |  | 1
46 | 12123000000981 | Air filter | In Use | 1 |  | 1
50 | 17317000007154 | Remote controller | In Use | 1 |  | 1
51 | 12122000027144 | Bracket of remote Controller | In Use | 1 |  | 1
58 | 15500406000010 | Copper nut | In Use | 1 |  | 0 | 0 | A01=6.35mm(1/4in);B02=9.52mm(3/8in);C03=12.7mm(1/2in);D04=15.9mm(5/8in);E05=19mm(3/4in);F07=22mm(7/8in);
59 | 15500406000003 | Copper nut | In Use | 1 |  | 0 | 0 | A01=6.35mm(1/4in);B02=9.52mm(3/8in);C03=12.7mm(1/2in);D04=15.9mm(5/8in);E05=19mm(3/4in);F07=22mm(7/8in);
60 | 12223000008653 | Rear beam subassembly | In Use | 1 |  | 1
62 | 12223000008861 | Middle beam subassembly | In Use | 1 |  | 1
63 | 12223000008651 | Left clapboard subassembly | In Use | 1 |  | 1
63.1 | 12223000012927 | Hook | In Use | 2 |  | 1
64 | 12223000008650 | Right clapboard subassembly | In Use | 1 |  | 1
65 | 12223000008647 | Right side plate | In Use | 1 |  | 1
66 | 12223000008648 | Right clapboard subassembly | In Use | 1 |  | 1

## 38QUS012D8S-1
Exploded View
Product code： |  |  | 22022716001756
Customer model： |  |  | 38QUS012D8S-1
EX_ID | Spare Parts Code | Part Name(EN) | Status | QTY. | Unit Price € | MOQ | Min. Pack QTY | Remark2
1 | 12222000013301 | Front panel assembly | In Use | 1 |  | 1
1.1 | 12122000026241 | Air outlet grille | In Use | 1 |  | 1
1.2 | 12222000013300 | Front panel | In Use | 1 |  | 1
2 | 12100105000961 | Axial flow fan | In Use | 1 |  | 1
3 | 11002015012128 | Brushless DC Motor | In Use | 1
4 | 12222000013233 | Supporter of fan motor | In Use | 1 |  | 1
5 | 15822000010456 | Condenser assembly | In Use | 1 |  | 1
6 | 12222000013238 | Left supporter | In Use | 1 |  | 1
7 | 12222000013240 | Top cover assembly | In Use | 1 |  | 1
8 | 12222000013665 | Partition board assembly | In Use | 1 |  | 1
9 | 12222000013225 | Right clapboard assembly | In Use | 1 |  | 1
10 | 12122000007150 | Water collector | In Use | 1 |  | 1
11 | 12122000027482 | Big handle | In Use | 1 |  | 1
12 | 17400401000075 | Terminal | In Use | 1 |  | 1
13 | 12222000013228 | Chassis assembly | In Use | 1 |  | 1
14 | 11103020006759 | DC Inverter rotary compressor | In Use | 1
20 | 15422000017852 | 4-way Valve Assembly | In Use | 1 |  | 1
20.1 | 15500204000021 | Gas valve | In Use | 1 |  | 1
20.2 | 15500216001903 | 4-way valve | In Use | 1 |  | 1
20.3 | 12222200005738 | Valve plate | In Use | 1 |  | 1
20.4 | 15122000026302 | Muffler Subassembly | In Use | 1
21 | 15422000018014 | Liquid valve assembly | In Use | 1 |  | 1
21.1 | 15500208000028 | Liquid valve | In Use | 1
21.5 | 15500213000047 | Electronic expansion valve subassembly | In Use | 1 |  | 1
23 | 15500406000010 | Copper nut | In Use | 1 |  | 0 | 0 | A01=6.35mm(1/4in);B02=9.52mm(3/8in);C03=12.7mm(1/2in);D04=15.9mm(5/8in);E05=19mm(3/4in);F07=22mm(7/8in)
23 | 15500406000016 | Copper nut | In Use | 1 |  | 0 | 0 | A01=6.35mm(1/4in);B02=9.52mm(3/8in);C03=12.7mm(1/2in);D04=15.9mm(5/8in);E05=19mm(3/4in);F07=22mm(7/8in)
24 | 11201011000067 | Combination Sensor | In Use | 1 |  | 1
25 | 12222000002259 | Terminal board | In Use | 1 |  | 1
26 | 17222000034116 | Electronic control box subassembly | In Use | 1 |  | 1
26.1 | 12122000024223 | Support of electronic control box | In Use | 1 |  | 1
26.2 | 12100802000667 | Bracket | In Use | 1 |  | 1
26.2 | 12122000024222 | Fixing board | In Use | 1 |  | 1
26.3 | 12222000012106 | Electronic installing box subassembly | In Use | 1 |  | 1
99 | 17401203012697 | Compressor wire subassembly | In Use | 1 |  | 1

## 38QUS018D8S-1
Exploded View
Product code： |  |  | 22022516001742
Customer model： |  |  | 38QUS018D8S-1
EX_ID | Spare Parts Code | Part Name(EN) | Status | QTY. | Unit Price € | MOQ | Min. Pack QTY | Remark2
1 | 12222000013408 | Front panel assembly | In Use | 1 |  | 1
1.1 | 12122000026241 | Air outlet grille | In Use | 1 |  | 1
1.2 | 12222000013407 | Front panel | In Use | 1 |  | 1
2 | 12100105000881 | Axial flow fan | In Use | 1 |  | 1
3 | 11002015012128 | Brushless DC Motor | In Use | 1
4 | 12222000013200 | Supporter of fan motor | In Use | 1 |  | 1
5 | 15822000010396 | Condenser assembly | In Use | 1 |  | 1
6 | 12222000013197 | Left supporter | In Use | 1 |  | 1
7 | 12222000013193 | Top cover assembly | In Use | 1 |  | 1
8 | 12222000013208 | Partition board | In Use | 1 |  | 1
9 | 12222000013190 | Right clapboard assembly | In Use | 1 |  | 1
10 | 12122000007150 | Water collector | In Use | 1 |  | 1
11 | 12122000027482 | Big handle | In Use | 1 |  | 1
12 | 17400401000075 | Terminal | In Use | 1 |  | 1
13 | 12222000013204 | Chassis assembly | In Use | 1 |  | 1
14 | 11103020003919 | DC Inverter Rotary Compressor | In Use | 1
20 | 15422000017792 | 4-way valve assembly | In Use | 1 |  | 1
20.1 | 15500204000058 | Gas valve | In Use | 1 |  | 1
20.2 | 15500216001783 | 4-way valve | In Use | 1 |  | 1
20.3 | 12222200005738 | Valve plate | In Use | 1 |  | 1
21 | 15422000004932 | Liquid valve assembly | In Use | 1 |  | 1
21.1 | 15500208000028 | Liquid valve | In Use | 1
21.5 | 15500213000047 | Electronic expansion valve subassembly | In Use | 1 |  | 1
23 | 15500406000012 | Copper nut | In Use | 1 |  | 0 | 0 | A01=6.35mm(1/4in);B02=9.52mm(3/8in);C03=12.7mm(1/2in);D04=15.9mm(5/8in);E05=19mm(3/4in);F07=22mm(7/8in)
23 | 15500406000016 | Copper nut | In Use | 1 |  | 0 | 0 | A01=6.35mm(1/4in);B02=9.52mm(3/8in);C03=12.7mm(1/2in);D04=15.9mm(5/8in);E05=19mm(3/4in);F07=22mm(7/8in)
24 | 11201011000067 | Combination Sensor | In Use | 1 |  | 1
25 | 12222000002259 | Terminal board | In Use | 1 |  | 1
26 | 17222000034074 | Electronic control box subassembly | In Use | 1 |  | 1
26.1 | 12122000024223 | Support of electronic control box | In Use | 1 |  | 1
26.2 | 12100802000667 | Bracket | In Use | 1 |  | 1
26.2 | 12122000024222 | Fixing board | In Use | 1 |  | 1
26.3 | 12222000012106 | Electronic installing box subassembly | In Use | 1 |  | 1
99 | 17401203012697 | Compressor wire subassembly | In Use | 1 |  | 1

## 38QUS024D8S
Exploded View
Product code： |  |  | 22022516001725
Customer model： |  |  | 38QUS024D8S
EX_ID | Spare Parts Code | Part Name(EN) | Status | QTY. | Unit Price € | MOQ | Min. Pack QTY | Remark2
1 | 12222000013509 | Front panel | In Use | 1 |  | 1
1.1 | 12122000026421 | Air outlet grille | In Use | 1 |  | 1
2 | 12100105000841 | Axial flow fan | In Use | 1 |  | 1
3 | 11002015000366 | Brushless DC Motor | In Use | 1
4 | 12222000012371 | Supporter of fan motor | In Use | 1 |  | 1
5 | 15822000009836 | Condenser assembly | In Use | 1 |  | 1
6 | 12222000012929 | Left supporter | In Use | 1 |  | 1
7 | 12222200005737 | Top cover assembly | In Use | 1 |  | 1
8 | 12222000013245 | Partition board assembly | In Use | 1 |  | 1
9 | 12222000012930 | Right clapboard assembly | In Use | 1 |  | 1
10 | 12122000007150 | Water collector | In Use | 1 |  | 1
11 | 12122000024624 | Big handle(BMC) | In Use | 1 |  | 1
12 | 17400401000075 | Terminal | In Use | 1 |  | 1
13 | 12222000013507 | Chassis Assembly | In Use | 1 |  | 1
14 | 11103020006879 | DC Inverter rotary compressor | In Use | 1
20 | 15422000019694 | 4-way valve assembly | In Use | 1 |  | 1
20.1 | 15500204000502 | Gas valve | In Use | 1 |  | 1
20.2 | 15500216000026 | 4-way Valve | In Use | 1 |  | 1
20.3 | 12222200005738 | Valve plate | In Use | 1 |  | 1
20.4 | 15122000027161 | Muffler subassembly | In Use | 1
20.4 | 15122000027116 | Muffler subassembly | In Use | 1
21 | 15422000019272 | Liquid valve assembly | In Use | 1 |  | 1
21.1 | 15500208000286 | Liquid valve | In Use | 1
21.2 | 15500210001668 | Throttle valve | In Use | 1 |  | 1
21.3 | 11203803001176 | Radiator | In Use | 1 |  | 1
21.4 | 12122000011478 | U-Typed Support with Copper Pipe | In Use | 1 |  | 1
21.5 | 15500213000176 | Electronic expansion valve body | In Use | 1 |  | 1
23 | 15500406000003 | Copper nut | In Use | 1 |  | 0 | 0 | A01=6.35mm(1/4in);B02=9.52mm(3/8in);C03=12.7mm(1/2in);D04=15.9mm(5/8in);E05=19mm(3/4in);F07=22mm(7/8in)
23 | 15500406000010 | Copper nut | In Use | 1 |  | 0 | 0 | A01=6.35mm(1/4in);B02=9.52mm(3/8in);C03=12.7mm(1/2in);D04=15.9mm(5/8in);E05=19mm(3/4in);F07=22mm(7/8in)
24 | 11201011000188 | Combination Sensor | In Use | 1 |  | 1
25 | 17222000031763 | Terminal board subassembly | In Use | 1 |  | 1
26 | 17222000033855 | Electronic control box subassembly | In Use | 1 |  | 1
26.1 | 12122000008999 | Electronic installing box | In Use | 1 |  | 1
99 | 17401203012697 | Compressor wire subassembly | In Use | 1 |  | 1

## 38QUS030D8S
Exploded View
Product code： |  |  | 22022516001726
Customer model： |  |  | 38QUS030D8S
EX_ID | Spare Parts Code | Part Name(EN) | Status | QTY. | Unit Price € | MOQ | Min. Pack QTY | Remark2
1 | 12222500000539 | Left side plate assembly of cabinet | In Use | 1 |  | 1
1.1 | 12100701000033 | Small handle | In Use | 1 |  | 1
2 | 15822000009656 | Condenser Assembly | In Use | 1 |  | 1
4 | 12222500000534 | Rear right clapboard assembly | In Use | 1 |  | 1
5 | 12222200001115 | Big handle | In Use | 1 |  | 1
6 | 12122200002695 | Water collector | In Use | 1 |  | 1
7 | 12222500000772 | Front right clapboard assembly | In Use | 1 |  | 1
7.1 | 12100702000038 | handle | In Use | 1 |  | 1
9 | 12222000012005 | Chassis assembly | In Use | 1 |  | 1
10 | 12222000006224 | Front panel | In Use | 1 |  | 1
10.2 | 12222000008744 | Front panel | In Use | 1 |  | 1
11 | 12122000014401 | Air outlet grille | In Use | 1 |  | 1
12 | 12100105000084 | Axial flow fan | In Use | 1 |  | 1
13 | 11002015000247 | Brushless DC Motor | In Use | 1
14 | 12222000005162 | Supporter subassembly of fan motor | In Use | 1 |  | 1
16 | 12222000005425 | Partition board assembly | In Use | 1 |  | 1
18 | 12222500000587 | Top cover assembly | In Use | 1 |  | 1
19 | 17222000033880 | Electronic control box subassembly | In Use | 1 |  | 1
19.4 | 12122000008999 | Electronic installing box | In Use | 1 |  | 1
20 | 17222000014109 | Terminal board subassembly | In Use | 1 |  | 1
20.1 | 17400401000016 | Terminal | In Use | 1 |  | 1
20.2 | 12222000005426 | Support of electronic control box | In Use | 1 |  | 1
21 | 15422000018614 | 4-way valve assembly | In Use | 1 |  | 1
21.1 | 15500204000025 | Gas valve | In Use | 1 |  | 1
21.2 | 15500216000361 | 4-way valve | In Use | 1 |  | 1
21.4 | 15122000027194 | Suction pipe | In Use | 1 |  | 1
21.5 | 15122000025058 | Discharge pipe | In Use | 1 |  | 1
21.6 | 15500506000007 | Muffler | In Use | 1 |  | 1
22 | 15422000019297 | Liquid valve assembly | In Use | 1 |  | 1
22.1 | 15500208000286 | Liquid valve | In Use | 1
22.2 | 15500213000176 | Electronic expansion valve body | In Use | 1 |  | 1
22.3 | 12222200002110 | Valve plate | In Use | 1 |  | 1
22.4 | 15500210001848 | Throttle valve element | In Use | 1 |  | 1
22.5 | 11203803001176 | Radiator | In Use | 1 |  | 1
22.6 | 12122000011478 | U-Typed Support with Copper Pipe | In Use | 1 |  | 1
24 | 15500406000003 | Copper nut | In Use | 1 |  | 0 | 0 | A01=6.35mm(1/4in);B02=9.52mm(3/8in);C03=12.7mm(1/2in);D04=15.9mm(5/8in);E05=19mm(3/4in);F07=22mm(7/8in);
24 | 15500406000010 | Copper nut | In Use | 1 |  | 0 | 0 | A01=6.35mm(1/4in);B02=9.52mm(3/8in);C03=12.7mm(1/2in);D04=15.9mm(5/8in);E05=19mm(3/4in);F07=22mm(7/8in);
26 | 11103020006879 | DC Inverter rotary compressor | In Use | 1
35 | 12222200002695 | Electronic installing box subassembly | In Use | 1 |  | 1
35.1 | 12222200003054 | Electronic installing box | In Use | 1 |  | 1
47 | 11201011000188 | Combination Sensor | In Use | 1 |  | 1
99 | 17401203000751 | Compressor wire subassembly | In Use | 1 |  | 1

## 38QUS036D8S
Exploded View
Product code： |  |  | 22022516001728
Customer model： |  |  | 38QUS036D8S
EX_ID | Spare Parts Code | Part Name(EN) | Status | QTY. | Unit Price € | MOQ | Min. Pack QTY | Remark2
1 | 12222500000539 | Left side plate assembly of cabinet | In Use | 1 |  | 1
1.1 | 12100701000033 | Small handle | In Use | 1 |  | 1
2 | 15822000008779 | Condenser assembly | In Use | 1 |  | 1
4 | 12222500000534 | Rear right clapboard assembly | In Use | 1 |  | 1
5 | 12222200001115 | Big handle | In Use | 1 |  | 1
6 | 12122200002695 | Water collector | In Use | 1 |  | 1
7 | 12222500000772 | Front right clapboard assembly | In Use | 1 |  | 1
7.1 | 12100702000038 | handle | In Use | 1 |  | 1
9 | 12222000004762 | Chassis assembly | In Use | 1 |  | 1
10 | 12222000006224 | Front panel | In Use | 1 |  | 1
10.2 | 12222000008744 | Front panel | In Use | 1 |  | 1
11 | 12122000014401 | Air outlet grille | In Use | 1 |  | 1
12 | 12100105000084 | Axial flow fan | In Use | 1 |  | 1
13 | 11002015000247 | Brushless DC Motor | In Use | 1
14 | 12222000005162 | Supporter subassembly of fan motor | In Use | 1 |  | 1
15 | 15500508000315 | Accumulator cylinder | In Use | 1 |  | 1
16 | 12222000012987 | Partition board assembly | In Use | 1 |  | 1
18 | 12222500000587 | Top cover assembly | In Use | 1 |  | 1
19 | 17222000033881 | Electronic control box subassembly | In Use | 1 |  | 1
19.1 | 12122000025662 | Cover of electronic control box | In Use | 1 |  | 1
19.2 | 17122000051522 | Outdoor main control board subassembly | In Use | 1
20 | 17222000034217 | Terminal board subassembly | In Use | 1 |  | 1
20.1 | 17400401000068 | Terminal | In Use | 1 |  | 1
20.2 | 12222000012985 | Electronic installing box subassembly | In Use | 1 |  | 1
20.2.1 | 12122000024381 | U-Typed Support with Copper Pipe | In Use | 1 |  | 1
21 | 15422500000197 | 4-way valve assembly | In Use | 1 |  | 1
21.1 | 15500204000025 | Gas valve | In Use | 1 |  | 1
21.2 | 15500216000361 | 4-way valve | In Use | 1 |  | 1
21.4 | 15122500001082 | Suction pipe | In Use | 1 |  | 1
21.5 | 15122500001081 | Discharge pipe | In Use | 1 |  | 1
22 | 15422000019472 | Liquid valve assembly | In Use | 1 |  | 1
22.1 | 15500208000286 | Liquid valve | In Use | 1
22.3 | 12222200002110 | Valve plate | In Use | 1 |  | 1
22.4 | 15500210002108 | Throttle valve | In Use | 1 |  | 1
24 | 15500406000003 | Copper nut | In Use | 1 |  | 0 | 0 | A01=6.35mm(1/4in);B02=9.52mm(3/8in);C03=12.7mm(1/2in);D04=15.9mm(5/8in);E05=19mm(3/4in);F07=22mm(7/8in);
24 | 15500406000010 | Copper nut | In Use | 1 |  | 0 | 0 | A01=6.35mm(1/4in);B02=9.52mm(3/8in);C03=12.7mm(1/2in);D04=15.9mm(5/8in);E05=19mm(3/4in);F07=22mm(7/8in);
26 | 11103020000719 | DC Inverter Rotary Compressor | In Use | 1
31 | 15122500001556 | Suction pipe assembly | In Use | 1 |  | 1
31.1 | 17400516000848 | Pressure switch | In Use | 1 |  | 1
32 | 15122500001079 | Discharge pipe assembly | In Use | 1 |  | 1
32.1 | 17400516000849 | Pressure switch | In Use | 1 |  | 1
43 | 15122000026020 | Radiator subassembly | In Use | 1
46 | 12122000016029 | Cover of electronic control box | In Use | 1 |  | 1
47 | 11201011000188 | Combination Sensor | In Use | 1 |  | 1
50 | 15422000017858 | Electronic expansion valve subassembly | In Use | 1
50.1 | 15500213000265 | Electronic expansion valve body | In Use | 1 |  | 1
51 | 17222000033877 | Key board box subassembly | In Use | 1 |  | 1
51.1 | 17122000051514 | Key board subassembly | In Use | 1 |  | 1
51.2 | 12122000025661 | DR Installing Foundation | In Use | 1 |  | 1
99 | 17401203000751 | Compressor wire subassembly | In Use | 1 |  | 1

## 38QUS036D8T
Exploded View
Product code： |  |  | 22022516001727
Customer model： |  |  | 38QUS036D8T
EX_ID | Spare Parts Code | Part Name(EN) | Status | QTY. | Unit Price € | MOQ | Min. Pack QTY | Remark2
1 | 12222500000539 | Left side plate assembly of cabinet | In Use | 1 |  | 1
1.1 | 12100701000033 | Small handle | In Use | 1 |  | 1
2 | 15822000008779 | Condenser assembly | In Use | 1 |  | 1
4 | 12222500000534 | Rear right clapboard assembly | In Use | 1 |  | 1
5 | 12222200001115 | Big handle | In Use | 1 |  | 1
6 | 12122200002695 | Water collector | In Use | 1 |  | 1
7 | 12222500000772 | Front right clapboard assembly | In Use | 1 |  | 1
7.1 | 12100702000038 | handle | In Use | 1 |  | 1
9 | 12222000004762 | Chassis assembly | In Use | 1 |  | 1
10 | 12222000006224 | Front panel | In Use | 1 |  | 1
10.2 | 12222000008744 | Front panel | In Use | 1 |  | 1
11 | 12122000014401 | Air outlet grille | In Use | 1 |  | 1
12 | 12100105000084 | Axial flow fan | In Use | 1 |  | 1
13 | 11002015000247 | Brushless DC Motor | In Use | 1
14 | 12222000005162 | Supporter subassembly of fan motor | In Use | 1 |  | 1
15 | 15500508000315 | Accumulator cylinder | In Use | 1 |  | 1
16 | 12222000012328 | Partition board assembly | In Use | 1 |  | 1
17 | 17222000009112 | Electronic control box subassembly | In Use | 1 |  | 1
17.1 | 12223000000052 | Electronic control box | In Use | 1 |  | 1
17.2 | 11203803000154 | Radiator | In Use | 1 |  | 1
17.3 | 17122000018428 | Inverter control board subassembly | In Use | 1 |  | 1
18 | 12222500000587 | Top cover assembly | In Use | 1 |  | 1
19 | 17222000A61491 | Electronic control box subassembly | In Use | 1 |  | 1
19.2 | 17122000051517 | Outdoor main control board subassembly | In Use | 1
20 | 17222000031219 | Terminal board subassembly | In Use | 1 |  | 1
20.1 | 17400401000032 | Terminal | In Use | 1 |  | 1
20.1 | 17400401000013 | Terminal | In Use | 1 |  | 1
20.2 | 12222000012305 | Electronic installing box subassembly | In Use | 1 |  | 1
20.3 | 12122000024381 | U-Typed Support with Copper Pipe | In Use | 1 |  | 1
21 | 15422500000197 | 4-way valve assembly | In Use | 1 |  | 1
21.1 | 15500204000025 | Gas valve | In Use | 1 |  | 1
21.2 | 15500216000361 | 4-way valve | In Use | 1 |  | 1
21.4 | 15122500001082 | Suction pipe | In Use | 1 |  | 1
21.5 | 15122500001081 | Discharge pipe | In Use | 1 |  | 1
22 | 15422000017497 | Liquid valve assembly | In Use | 1 |  | 1
22.1 | 15500208000286 | Liquid valve | In Use | 1
22.3 | 12222200002110 | Valve plate | In Use | 1 |  | 1
22.4 | 15500210003228 | Throttling valve | In Use | 1 |  | 1
24 | 15500406000003 | Copper nut | In Use | 1 |  | 0 | 0 | A01=6.35mm(1/4in);B02=9.52mm(3/8in);C03=12.7mm(1/2in);D04=15.9mm(5/8in);E05=19mm(3/4in);F07=22mm(7/8in);
24 | 15500406000010 | Copper nut | In Use | 1 |  | 0 | 0 | A01=6.35mm(1/4in);B02=9.52mm(3/8in);C03=12.7mm(1/2in);D04=15.9mm(5/8in);E05=19mm(3/4in);F07=22mm(7/8in);
26 | 11103020000719 | DC Inverter Rotary Compressor | In Use | 1
27 | 17400306000183 | Reactor | In Use | 3 |  | 1
31 | 15122500001556 | Suction pipe assembly | In Use | 1 |  | 1
31.1 | 17400516000848 | Pressure switch | In Use | 1 |  | 1
32 | 15122500001079 | Discharge pipe assembly | In Use | 1 |  | 1
32.1 | 17400516000849 | Pressure switch | In Use | 1 |  | 1
33 | 12222200001792 | Inductor Box subassembly | In Use | 1 |  | 1
38 | 17402001000602 | Crankcase electric heating strip | In Use | 1 |  | 1
39 | 17402002000466 | Electric heating tube | In Use | 1 |  | 1
43 | 15122000025018 | Radiator subassembly | In Use | 1
46 | 12122000016029 | Cover of electronic control box | In Use | 1 |  | 1
47 | 11201011000188 | Combination Sensor | In Use | 1 |  | 1
50 | 15422000019296 | Electronic expansion valve subassembly | In Use | 1
50.1 | 15500213000265 | Electronic expansion valve body | In Use | 1 |  | 1
99 | 17401203000751 | Compressor wire subassembly | In Use | 1 |  | 1

## 38QUS042D8S
Exploded View
Product code： |  |  | 22022516001724
Customer model： |  |  | 38QUS042D8S
EX_ID | Spare Parts Code | Part Name(EN) | Status | QTY. | Unit Price € | MOQ | Min. Pack QTY | Remark2
1 | 12222500000539 | Left side plate assembly of cabinet | In Use | 1 |  | 1
1.1 | 12100701000033 | Small handle | In Use | 1 |  | 1
2 | 15822000009578 | Condenser assembly | In Use | 1 |  | 1
4 | 12222500000534 | Rear right clapboard assembly | In Use | 1 |  | 1
5 | 12222200001115 | Big handle | In Use | 1 |  | 1
6 | 12122200002695 | Water collector | In Use | 1 |  | 1
7 | 12222500000772 | Front right clapboard assembly | In Use | 1 |  | 1
7.1 | 12100702000038 | handle | In Use | 1 |  | 1
9 | 12222000004762 | Chassis assembly | In Use | 1 |  | 1
10 | 12222000006224 | Front panel | In Use | 1 |  | 1
10.2 | 12222000008744 | Front panel | In Use | 1 |  | 1
11 | 12122000014401 | Air outlet grille | In Use | 1 |  | 1
12 | 12100105000084 | Axial flow fan | In Use | 1 |  | 1
13 | 11002015000247 | Brushless DC Motor | In Use | 1
14 | 12222500000547 | Supporter subassembly of fan motor | In Use | 1 |  | 1
15 | 15500508000002 | Liquid-storage tank | In Use | 1 |  | 1
16 | 12222000012987 | Partition board assembly | In Use | 1 |  | 1
18 | 12222500000587 | Top cover assembly | In Use | 1 |  | 1
19 | 17222000033876 | Electronic control box subassembly | In Use | 1 |  | 1
19.1 | 12122000025662 | Cover of electronic control box | In Use | 1 |  | 1
19.2 | 17122000051510 | Outdoor main control board subassembly | In Use | 1
20 | 17222000034217 | Terminal board subassembly | In Use | 1 |  | 1
20.1 | 17400401000068 | Terminal | In Use | 1 |  | 1
20.2 | 12222000012985 | Electronic installing box subassembly | In Use | 1 |  | 1
20.2.1 | 12122000024381 | U-Typed Support with Copper Pipe | In Use | 1 |  | 1
21 | 15422500000236 | 4-way valve assembly | In Use | 1 |  | 1
21.1 | 15500204000025 | Gas valve | In Use | 1 |  | 1
21.2 | 15500216000681 | 4-way valve | In Use | 1 |  | 1
21.4 | 15123000008207 | Suction pipe | In Use | 1 |  | 1
21.5 | 15123000003661 | Discharge pipe | In Use | 1 |  | 1
22 | 15422000019295 | Liquid valve assembly | In Use | 1 |  | 1
22.1 | 15500208000286 | Liquid valve | In Use | 1
22.3 | 12222200002110 | Valve plate | In Use | 1 |  | 1
22.4 | 15500210001988 | Throttle valve | In Use | 1 |  | 1
24 | 15500406000003 | Copper nut | In Use | 1 |  | 0 | 0 | A01=6.35mm(1/4in);B02=9.52mm(3/8in);C03=12.7mm(1/2in);D04=15.9mm(5/8in);E05=19mm(3/4in);F07=22mm(7/8in);
24 | 15500406000010 | Copper nut | In Use | 1 |  | 0 | 0 | A01=6.35mm(1/4in);B02=9.52mm(3/8in);C03=12.7mm(1/2in);D04=15.9mm(5/8in);E05=19mm(3/4in);F07=22mm(7/8in);
25 | 12222000006604 | Rear net | In Use | 1 |  | 1
26 | 11103020000719 | DC Inverter Rotary Compressor | In Use | 1
31 | 15122500001076 | Suction pipe assembly | In Use | 1 |  | 1
31.1 | 17400516000848 | Pressure switch | In Use | 1 |  | 1
32 | 15122500001079 | Discharge pipe assembly | In Use | 1 |  | 1
32.1 | 17400516000849 | Pressure switch | In Use | 1 |  | 1
43 | 15122000026020 | Radiator subassembly | In Use | 1
46 | 12122000016029 | Cover of electronic control box | In Use | 1 |  | 1
47 | 11201011000188 | Combination Sensor | In Use | 1 |  | 1
50 | 15422000017858 | Electronic expansion valve subassembly | In Use | 1
50.1 | 15500213000265 | Electronic expansion valve body | In Use | 1 |  | 1
51 | 17222000033877 | Key board box subassembly | In Use | 1 |  | 1
51.1 | 17122000051514 | Key board subassembly | In Use | 1 |  | 1
51.2 | 12122000025661 | DR Installing Foundation | In Use | 1 |  | 1
99 | 17401203000751 | Compressor wire subassembly | In Use | 1 |  | 1

## 38QUS048D8T
Exploded View
Product code： |  |  | 22022516001723
Customer model： |  |  | 38QUS048D8T
EX_ID | Spare Parts Code | Part Name(EN) | Status | QTY. | Unit Price € | MOQ | Min. Pack QTY | Remark2
1 | 11201007003423 | Room temperature sensor | In Use | 1
2 | 15822000008307 | Condenser assembly | In Use | 1 |  | 1
3 | 15822000008309 | Condenser assembly | In Use | 1 |  | 1
4 | 11201007003439 | Pipe Temperature Sensor | In Use | 1
5 | 12222200001115 | Big handle | In Use | 1 |  | 1
6 | 12222000012373 | Rear right clapboard assembly | In Use | 1 |  | 1
6.1 | 12100702000038 | handle | In Use | 1 |  | 1
8 | 12122000014023 | Water collector | In Use | 1 |  | 1
9 | 12222000006287 | Front right clapboard assembly | In Use | 1 |  | 1
10 | 12222200002361 | Valve plate | In Use | 1 |  | 1
11 | 12222000006290 | Chassis assembly | In Use | 1 |  | 1
12 | 12222000005733 | Partition board assembly | In Use | 1 |  | 1
13 | 15500508000009 | Liquid-storage tank | In Use | 1 |  | 1
15 | 12222200002363 | Left side plate assembly of cabinet | In Use | 1 |  | 1
16 | 12122000020244 | Air outlet grille | In Use | 2 |  | 1
17 | 12222000006291 | Front panel | In Use | 1 |  | 1
18 | 12100105000022 | Axial flow fan | In Use | 2 |  | 1
19 | 11002015009825 | Brushless DC Motor | In Use | 2
20 | 12222000006288 | Supporter subassembly of fan motor | In Use | 1 |  | 1
21 | 15500406000003 | Copper nut | In Use | 1 |  | 0 | 0 | A01=6.35mm(1/4in);B02=9.52mm(3/8in);C03=12.7mm(1/2in);D04=15.9mm(5/8in);E05=19mm(3/4in);F07=22mm(7/8in);
21 | 15500406000010 | Copper nut | In Use | 1 |  | 0 | 0 | A01=6.35mm(1/4in);B02=9.52mm(3/8in);C03=12.7mm(1/2in);D04=15.9mm(5/8in);E05=19mm(3/4in);F07=22mm(7/8in);
22 | 11201007003427 | Discharge Temperature Sensor | In Use | 1
23 | 12222200002359 | Top cover assembly | In Use | 1 |  | 1
24 | 11103020002859 | DC Inverter Rotary Compressor | In Use | 1
25 | 15122000027660 | Discharge pipe assembly | In Use | 1
25.1 | 17400516000020 | Pressure switch | In Use | 1 |  | 1
26 | 15422000019174 | 4-way valve assembly | In Use | 1 |  | 1
26.2 | 15500204000061 | Gas valve | In Use | 1 |  | 1
26.3 | 15500216000681 | 4-way valve | In Use | 1 |  | 1
27 | 15422000019294 | Liquid valve assembly | In Use | 1 |  | 1
27.1 | 15500208000286 | Liquid valve | In Use | 1
27.2 | 15500210003229 | Throttling valve | In Use | 1 |  | 1
28 | 17222000033875 | Electronic control box subassembly | In Use | 1 |  | 1
28.1 | 12222000012372 | Installation plate of electric parts subassembly | In Use | 1 |  | 1
28.11 | 17122000051508 | Outdoor main control board subassembly | In Use | 1
28.12 | 17122000051506 | Inverter module subassembly | In Use | 1 |  | 1
28.13 | 17400306001543 | Reactor | In Use | 1 |  | 1
28.14 | 17401203000936 | Compressor wire subassembly | In Use | 1 |  | 1
28.16 | 12122000014182 | Electronic installing box | In Use | 1 |  | 1
29 | 17222000033878 | Terminal board subassembly | In Use | 1 |  | 1
29.1 | 17400401000032 | Terminal | In Use | 1 |  | 1
29.1 | 17400401000013 | Terminal | In Use | 1 |  | 1
29.2 | 12222000012265 | Terminal instalation subassembly | In Use | 1 |  | 1
30 | 15122000026165 | Suction pipe assembly | In Use | 1
30.1 | 17400516000008 | Pressure switch | In Use | 1 |  | 1
31 | 17400306001544 | Reactor | In Use | 3 |  | 1
32 | 12222000006285 | Inductor Cover Assembly | In Use | 2 |  | 1
33 | 12222000006292 | Installtation base of inductance | In Use | 2 |  | 1
34 | 12222000006284 | Inductor Box subassembly | In Use | 1 |  | 1
35 | 12222000006286 | Installtation base of inductance | In Use | 1 |  | 1
43 | 15122000025045 | Radiator subassembly | In Use | 1
50 | 12222000007944 | Rear net | In Use | 1 |  | 1
51 | 15422000019293 | Electronic expansion valve subassembly | In Use | 1

## 38QUS060D8T
Exploded View
Product code： |  |  | 22022516001722
Customer model： |  |  | 38QUS060D8T
EX_ID | Spare Parts Code | Part Name(EN) | Status | QTY. | Unit Price € | MOQ | Min. Pack QTY | Remark2
1 | 11201007003423 | Room temperature sensor | In Use | 1
2 | 15822000008314 | Condenser Assembly | In Use | 1 |  | 1
3 | 15822000008305 | Condenser Assembly | In Use | 1 |  | 1
4 | 11201007003439 | Pipe Temperature Sensor | In Use | 1
5 | 12222200001115 | Big handle | In Use | 1 |  | 1
6 | 12222000012373 | Rear right clapboard assembly | In Use | 1 |  | 1
6.1 | 12100702000038 | handle | In Use | 1 |  | 1
8 | 12122000014023 | Water collector | In Use | 1 |  | 1
9 | 12222000006287 | Front right clapboard assembly | In Use | 1 |  | 1
10 | 12222200002361 | Valve plate | In Use | 1 |  | 1
11 | 12222000006290 | Chassis assembly | In Use | 1 |  | 1
12 | 12222000005733 | Partition board assembly | In Use | 1 |  | 1
13 | 15500508000009 | Liquid-storage tank | In Use | 1 |  | 1
15 | 12222200002363 | Left side plate assembly of cabinet | In Use | 1 |  | 1
16 | 12122000020244 | Air outlet grille | In Use | 2 |  | 1
17 | 12222000006291 | Front panel | In Use | 1 |  | 1
18 | 12100105000022 | Axial flow fan | In Use | 2 |  | 1
19 | 11002015009825 | Brushless DC Motor | In Use | 2
20 | 12222000006288 | Supporter subassembly of fan motor | In Use | 1 |  | 1
21 | 15500406000003 | Copper nut | In Use | 1 |  | 0 | 0 | A01=6.35mm(1/4in);B02=9.52mm(3/8in);C03=12.7mm(1/2in);D04=15.9mm(5/8in);E05=19mm(3/4in);F07=22mm(7/8in);
21 | 15500406000010 | Copper nut | In Use | 1 |  | 0 | 0 | A01=6.35mm(1/4in);B02=9.52mm(3/8in);C03=12.7mm(1/2in);D04=15.9mm(5/8in);E05=19mm(3/4in);F07=22mm(7/8in);
22 | 11201007003427 | Discharge Temperature Sensor | In Use | 1
23 | 12222200002359 | Top cover assembly | In Use | 1 |  | 1
24 | 11103020002859 | DC Inverter Rotary Compressor | In Use | 1
25 | 15122000027660 | Discharge pipe assembly | In Use | 1
25.1 | 17400516000020 | Pressure switch | In Use | 1 |  | 1
26 | 15422000019174 | 4-way valve assembly | In Use | 1 |  | 1
26.2 | 15500204000061 | Gas valve | In Use | 1 |  | 1
26.3 | 15500216000681 | 4-way valve | In Use | 1 |  | 1
27 | 15422000019292 | Liquid valve assembly | In Use | 1 |  | 1
27.1 | 15500208000286 | Liquid valve | In Use | 1
27.2 | 15500210001888 | Throttle valve | In Use | 1 |  | 1
28 | 17222000033874 | Electronic control box subassembly | In Use | 1 |  | 1
28.1 | 12222000012372 | Installation plate of electric parts subassembly | In Use | 1 |  | 1
28.11 | 17122000051503 | Outdoor main control board subassembly | In Use | 1
28.12 | 17122000051506 | Inverter module subassembly | In Use | 1 |  | 1
28.13 | 17400306001543 | Reactor | In Use | 1 |  | 1
28.14 | 17401203000936 | Compressor wire subassembly | In Use | 1 |  | 1
28.16 | 12122000014182 | Electronic installing box | In Use | 1 |  | 1
29 | 17222000033878 | Terminal board subassembly | In Use | 1 |  | 1
29.1 | 17400401000032 | Terminal | In Use | 1 |  | 1
29.1 | 17400401000013 | Terminal | In Use | 1 |  | 1
29.2 | 12222000012265 | Terminal instalation subassembly | In Use | 1 |  | 1
30 | 15122000026165 | Suction pipe assembly | In Use | 1
30.1 | 17400516000008 | Pressure switch | In Use | 1 |  | 1
31 | 17400306001544 | Reactor | In Use | 3 |  | 1
32 | 12222000006285 | Inductor Cover Assembly | In Use | 2 |  | 1
33 | 12222000006292 | Installtation base of inductance | In Use | 2 |  | 1
34 | 12222000006284 | Inductor Box subassembly | In Use | 1 |  | 1
35 | 12222000006286 | Installtation base of inductance | In Use | 1 |  | 1
43 | 15122000025045 | Radiator subassembly | In Use | 1
50 | 12222000007944 | Rear net | In Use | 1 |  | 1
51 | 15422000019293 | Electronic expansion valve subassembly | In Use | 1